## Munich extreme summer
Local clock time | Year | Month | Day | GMT+1 Hour | Dry bulb temperature | Dew point temperature | Relative humidity | Atmospheric station pressure | Extraterrestrial Horizontal Radiation | Extraterrestrial Direct Normal Radiation | Horizontal Infrared Radiation from Sky | Global Horizontal Radiation | Direct Normal Radiation | Diffuse Horizontal Radiation | Direct Normal Illuminance | Diffuse Horizontal Illuminance | Zenith Luminance
[5 empty] | °C | °C | % | Pa | Wh/m2 | Wh/m2 | Wh/m2 | Wh/m2 | Wh/m2 | Wh/m2 | Cd/m2 | Cd/m2 | Cd/m2
0:30 | 1988 | 7 | 21 | 24 | 19.5 | 14.5 | 73 | 95600 | 0 | 1323 | 361 | 0 | 0 | 0 | 0 | 0 | 0 | 0 | 0 | 0 | 4 | 4 | 20 | 22000 | 9 | 999999999 | 0 | 0.249 | 5 | 88 | 0 | 0 | 0
1:30 | 1988 | 7 | 22 | 1 | 19 | 14.9 | 77 | 95600 | 0 | 1323 | 353 | 0 | 0 | 0 | 0 | 0 | 0 | 0 | 0 | 0 | 6 | 2 | 20 | 9000 | 9 | 999999999 | 0 | 0.248 | 5 | 88 | 0 | 0 | 0
2:30 | 1988 | 7 | 22 | 2 | 18.3 | 14.2 | 77 | 95600 | 0 | 1323 | 338 | 0 | 0 | 0 | 0 | 0 | 0 | 0 | 0 | 0 | 4 | 0 | 20 | 22000 | 9 | 999999999 | 0 | 0.248 | 5 | 88 | 0 | 0 | 0
3:30 | 1988 | 7 | 22 | 3 | 16.7 | 13.6 | 82 | 95700 | 0 | 1323 | 330 | 0 | 0 | 0 | 0 | 0 | 0 | 0 | 210 | 1 | 0 | 0 | 20 | 22000 | 9 | 999999999 | 0 | 0.248 | 5 | 88 | 0 | 0 | 0
4:30 | 1988 | 7 | 22 | 4 | 16.3 | 13.7 | 85 | 95700 | 0 | 1323 | 334 | 0 | 0 | 0 | 0 | 0 | 0 | 0 | 200 | 2.1 | 1 | 1 | 18 | 22000 | 9 | 999999999 | 0 | 0.248 | 5 | 88 | 0 | 0 | 0
5:30 | 1988 | 7 | 22 | 5 | 15.8 | 13.6 | 87 | 95700 | 9 | 1323 | 336 | 2 | 0 | 2 | 200 | 0 | 200 | 60 | 190 | 2.1 | 2 | 2 | 18 | 22000 | 9 | 999999999 | 0 | 0.248 | 5 | 88 | 0 | 0 | 0
6:30 | 1988 | 7 | 22 | 6 | 16.3 | 13.7 | 85 | 95700 | 163 | 1323 | 334 | 41 | 15 | 39 | 4500 | 900 | 4500 | 960 | 210 | 2.1 | 2 | 1 | 15 | 22000 | 9 | 999999999 | 0 | 0.248 | 5 | 88 | 0 | 0 | 0
7:30 | 1988 | 7 | 22 | 7 | 19.6 | 15.2 | 76 | 95600 | 378 | 1323 | 345 | 173 | 225 | 108 | 18600 | 16400 | 14300 | 2120 | 180 | 1 | 1 | 0 | 18 | 22000 | 9 | 999999999 | 0 | 0.248 | 5 | 88 | 0 | 0 | 0
8:30 | 1988 | 7 | 22 | 8 | 21.9 | 15.8 | 68 | 95500 | 591 | 1323 | 357 | 349 | 438 | 153 | 37800 | 38100 | 21700 | 3070 | 170 | 2.1 | 1 | 0 | 20 | 22000 | 9 | 999999999 | 0 | 0.248 | 5 | 88 | 0 | 0 | 0
9:30 | 1988 | 7 | 22 | 9 | 23.7 | 14.9 | 58 | 95500 | 786 | 1323 | 364 | 528 | 656 | 137 | 57800 | 63900 | 20400 | 3270 | 130 | 1.5 | 1 | 0 | 20 | 22000 | 9 | 999999999 | 0 | 0.248 | 5 | 88 | 0 | 0 | 0
10:30 | 1988 | 7 | 22 | 10 | 24.3 | 14.3 | 54 | 95500 | 951 | 1323 | 367 | 449 | 134 | 353 | 50000 | 12600 | 41600 | 10960 | 150 | 2.6 | 7 | 0 | 20 | 9000 | 9 | 999999999 | 0 | 0.248 | 5 | 88 | 0 | 0 | 0
11:30 | 1988 | 7 | 22 | 11 | 25.8 | 14.6 | 50 | 95400 | 1075 | 1323 | 382 | 526 | 169 | 389 | 58900 | 15900 | 45800 | 14310 | 270 | 1.5 | 7 | 1 | 20 | 9000 | 9 | 999999999 | 0 | 0.248 | 5 | 88 | 0 | 0 | 0
12:30 | 1988 | 7 | 22 | 12 | 25.7 | 14.7 | 51 | 95400 | 1148 | 1323 | 381 | 572 | 172 | 423 | 64100 | 16100 | 49700 | 18020 | 330 | 3.6 | 7 | 1 | 20 | 9000 | 9 | 999999999 | 0 | 0.248 | 5 | 88 | 0 | 0 | 0
13:30 | 1988 | 7 | 22 | 13 | 27.3 | 14.9 | 47 | 95300 | 1167 | 1323 | 390 | 788 | 488 | 358 | 86400 | 45800 | 45300 | 17720 | 360 | 1.5 | 5 | 1 | 20 | 22000 | 9 | 999999999 | 0 | 0.248 | 5 | 88 | 0 | 0 | 0
14:30 | 1988 | 7 | 22 | 14 | 28.7 | 14.2 | 41 | 95300 | 1129 | 1323 | 396 | 811 | 644 | 260 | 88300 | 63300 | 33900 | 11040 | 360 | 1 | 4 | 1 | 20 | 22000 | 9 | 999999999 | 0 | 0.248 | 5 | 88 | 0 | 0 | 0
15:30 | 1988 | 7 | 22 | 15 | 28.8 | 14.3 | 41 | 95200 | 1037 | 1323 | 397 | 755 | 759 | 159 | 82000 | 77800 | 21000 | 5020 | 360 | 2.1 | 2 | 1 | 25 | 22000 | 9 | 999999999 | 0 | 0.248 | 5 | 88 | 0 | 0 | 0
16:30 | 1988 | 7 | 22 | 16 | 29.2 | 14.1 | 40 | 95200 | 898 | 1323 | 399 | 625 | 696 | 151 | 68800 | 68900 | 22000 | 4120 | 320 | 3.1 | 2 | 1 | 25 | 22000 | 9 | 999999999 | 0 | 0.248 | 5 | 88 | 0 | 0 | 0
17:30 | 1988 | 7 | 22 | 17 | 29.1 | 14.5 | 41 | 95200 | 722 | 1323 | 399 | 468 | 625 | 127 | 51100 | 60500 | 18900 | 2840 | 340 | 2.1 | 1 | 1 | 25 | 22000 | 9 | 999999999 | 0 | 0.248 | 5 | 88 | 0 | 0 | 0
18:30 | 1988 | 7 | 22 | 18 | 29.2 | 14.7 | 41 | 95200 | 519 | 1323 | 399 | 282 | 359 | 141 | 30300 | 30500 | 19900 | 2760 | 330 | 2.6 | 2 | 1 | 30 | 22000 | 9 | 999999999 | 0 | 0.248 | 5 | 88 | 0 | 0 | 0
19:30 | 1988 | 7 | 22 | 19 | 27.9 | 16.8 | 51 | 95200 | 304 | 1323 | 388 | 114 | 130 | 84 | 12700 | 8800 | 10500 | 1820 | 350 | 1.5 | 4 | 0 | 30 | 22000 | 9 | 999999999 | 0 | 0.248 | 5 | 88 | 0 | 0 | 0
20:30 | 1988 | 7 | 22 | 20 | 25 | 16.1 | 58 | 95300 | 92 | 1323 | 372 | 15 | 0 | 15 | 1700 | 0 | 1700 | 550 | 110 | 3.1 | 5 | 0 | 30 | 22000 | 9 | 999999999 | 0 | 0.248 | 5 | 88 | 0 | 0 | 0
21:30 | 1988 | 7 | 22 | 21 | 23 | 16.6 | 67 | 95300 | 0 | 1323 | 363 | 0 | 0 | 0 | 0 | 0 | 0 | 0 | 90 | 1.5 | 5 | 0 | 25 | 22000 | 9 | 999999999 | 0 | 0.248 | 5 | 88 | 0 | 0 | 0
22:30 | 1988 | 7 | 22 | 22 | 22.4 | 17.5 | 74 | 95400 | 0 | 1323 | 361 | 0 | 0 | 0 | 0 | 0 | 0 | 0 | 140 | 2.1 | 4 | 0 | 25 | 22000 | 9 | 999999999 | 0 | 0.248 | 5 | 88 | 0 | 0 | 0
23:30 | 1988 | 7 | 22 | 23 | 22 | 16.4 | 71 | 95300 | 0 | 1323 | 358 | 0 | 0 | 0 | 0 | 0 | 0 | 0 | 140 | 1.5 | 2 | 0 | 25 | 22000 | 9 | 999999999 | 0 | 0.248 | 5 | 88 | 0 | 0 | 0
0:30 | 1988 | 7 | 22 | 24 | 20.4 | 16.4 | 78 | 95400 | 0 | 1323 | 350 | 0 | 0 | 0 | 0 | 0 | 0 | 0 | 150 | 1 | 0 | 0 | 25 | 22000 | 9 | 999999999 | 0 | 0.248 | 5 | 88 | 0 | 0 | 0
1:30 | 1988 | 7 | 23 | 1 | 20 | 16.8 | 82 | 95400 | 0 | 1324 | 349 | 0 | 0 | 0 | 0 | 0 | 0 | 0 | 150 | 1.5 | 1 | 0 | 25 | 22000 | 9 | 999999999 | 0 | 0.248 | 5 | 88 | 0 | 0 | 0
2:30 | 1988 | 7 | 23 | 2 | 19.3 | 16.2 | 82 | 95400 | 0 | 1324 | 345 | 0 | 0 | 0 | 0 | 0 | 0 | 0 | 210 | 2.1 | 0 | 0 | 20 | 22000 | 9 | 999999999 | 0 | 0.248 | 5 | 88 | 0 | 0 | 0
3:30 | 1988 | 7 | 23 | 3 | 19.3 | 16.2 | 82 | 95400 | 0 | 1324 | 345 | 0 | 0 | 0 | 0 | 0 | 0 | 0 | 210 | 2.6 | 1 | 0 | 20 | 22000 | 9 | 999999999 | 0 | 0.248 | 5 | 88 | 0 | 0 | 0
4:30 | 1988 | 7 | 23 | 4 | 18.7 | 15.8 | 83 | 95400 | 0 | 1324 | 341 | 0 | 0 | 0 | 0 | 0 | 0 | 0 | 200 | 1 | 1 | 0 | 20 | 22000 | 9 | 999999999 | 0 | 0.248 | 5 | 88 | 0 | 0 | 0
5:30 | 1988 | 7 | 23 | 5 | 19.2 | 15.6 | 80 | 95400 | 7 | 1324 | 350 | 1 | 0 | 1 | 200 | 0 | 200 | 50 | 230 | 2.1 | 1 | 1 | 20 | 22000 | 9 | 999999999 | 0 | 0.248 | 5 | 88 | 0 | 0 | 0
6:30 | 1988 | 7 | 23 | 6 | 19.5 | 15.7 | 79 | 95500 | 160 | 1324 | 352 | 40 | 14 | 38 | 4400 | 800 | 4400 | 940 | 230 | 1 | 1 | 1 | 20 | 22000 | 9 | 999999999 | 0 | 0.248 | 5 | 88 | 0 | 0 | 0
7:30 | 1988 | 7 | 23 | 7 | 21.5 | 18 | 80 | 95500 | 375 | 1324 | 364 | 170 | 254 | 98 | 18500 | 17600 | 13400 | 1870 | 190 | 1.5 | 1 | 1 | 20 | 22000 | 9 | 999999999 | 0 | 0.248 | 5 | 88 | 0 | 0 | 0
8:30 | 1988 | 7 | 23 | 8 | 23.4 | 16.8 | 66 | 95400 | 588 | 1324 | 365 | 346 | 481 | 133 | 38200 | 41500 | 19400 | 2620 | 240 | 3.1 | 0 | 0 | 20 | 22000 | 9 | 999999999 | 0 | 0.248 | 5 | 88 | 0 | 0 | 0
9:30 | 1988 | 7 | 23 | 9 | 25.6 | 16.6 | 58 | 95300 | 783 | 1324 | 376 | 525 | 655 | 137 | 57800 | 63500 | 20500 | 3250 | 240 | 1.5 | 0 | 0 | 20 | 22000 | 9 | 999999999 | 0 | 0.248 | 5 | 88 | 0 | 0 | 0
10:30 | 1988 | 7 | 23 | 10 | 27.8 | 16.8 | 51 | 95300 | 949 | 1324 | 387 | 681 | 807 | 101 | 74500 | 84400 | 14100 | 2630 | 120 | 1.5 | 0 | 0 | 20 | 22000 | 9 | 999999999 | 0 | 0.248 | 5 | 88 | 0 | 0 | 0
11:30 | 1988 | 7 | 23 | 11 | 29 | 16.1 | 46 | 95200 | 1072 | 1324 | 393 | 800 | 808 | 144 | 88600 | 83600 | 19200 | 5100 | 110 | 1.5 | 0 | 0 | 20 | 22000 | 9 | 999999999 | 0 | 0.248 | 5 | 88 | 0 | 0 | 0
12:30 | 1988 | 7 | 23 | 12 | 30.2 | 15.1 | 40 | 95200 | 1146 | 1324 | 405 | 869 | 842 | 139 | 93600 | 87800 | 18300 | 4900 | 210 | 1.5 | 1 | 1 | 20 | 22000 | 9 | 999999999 | 0 | 0.248 | 5 | 88 | 0 | 0 | 0
13:30 | 1988 | 7 | 23 | 13 | 31.3 | 15.7 | 39 | 95000 | 1165 | 1324 | 412 | 886 | 843 | 143 | 95500 | 88100 | 18700 | 5330 | 0 | 0 | 1 | 1 | 30 | 22000 | 9 | 999999999 | 0 | 0.248 | 5 | 88 | 0 | 0 | 0
14:30 | 1988 | 7 | 23 | 14 | 31.4 | 17.2 | 43 | 95000 | 1127 | 1324 | 414 | 848 | 888 | 91 | 93100 | 93500 | 12300 | 3580 | 40 | 2.6 | 1 | 1 | 30 | 22000 | 9 | 999999999 | 0 | 0.248 | 5 | 88 | 0 | 0 | 0
15:30 | 1988 | 7 | 23 | 15 | 31.2 | 16.9 | 42 | 95000 | 1035 | 1324 | 413 | 761 | 863 | 85 | 83700 | 90700 | 11700 | 2780 | 80 | 2.1 | 1 | 1 | 30 | 22000 | 9 | 999999999 | 0 | 0.248 | 5 | 88 | 0 | 0 | 0
16:30 | 1988 | 7 | 23 | 16 | 31.5 | 17.8 | 44 | 94900 | 896 | 1324 | 416 | 629 | 773 | 104 | 70600 | 80100 | 15000 | 2840 | 40 | 2.6 | 1 | 1 | 30 | 22000 | 9 | 999999999 | 0 | 0.248 | 5 | 88 | 0 | 0 | 0
17:30 | 1988 | 7 | 23 | 17 | 30.9 | 16.4 | 42 | 94900 | 719 | 1324 | 403 | 466 | 623 | 127 | 51100 | 60000 | 19100 | 2840 | 60 | 4.1 | 0 | 0 | 30 | 22000 | 9 | 999999999 | 0 | 0.248 | 5 | 88 | 0 | 0 | 0
18:30 | 1988 | 7 | 23 | 18 | 30.6 | 17.1 | 44 | 94800 | 516 | 1324 | 402 | 284 | 448 | 109 | 31400 | 37400 | 16300 | 2070 | 50 | 3.1 | 0 | 0 | 30 | 22000 | 9 | 999999999 | 0 | 0.248 | 5 | 88 | 0 | 0 | 0
19:30 | 1988 | 7 | 23 | 19 | 29.3 | 17.9 | 50 | 94800 | 301 | 1324 | 404 | 117 | 156 | 82 | 12700 | 9500 | 11200 | 1550 | 70 | 3.6 | 1 | 1 | 30 | 22000 | 9 | 999999999 | 0 | 0.248 | 5 | 88 | 0 | 0 | 0
20:30 | 1988 | 7 | 23 | 20 | 25.9 | 18.9 | 65 | 94800 | 89 | 1324 | 387 | 16 | 0 | 16 | 1900 | 0 | 1900 | 580 | 80 | 3.6 | 1 | 1 | 25 | 22000 | 9 | 999999999 | 0 | 0.248 | 5 | 88 | 0 | 0 | 0
21:30 | 1988 | 7 | 23 | 21 | 24.8 | 17.7 | 65 | 94800 | 0 | 1324 | 373 | 0 | 0 | 0 | 0 | 0 | 0 | 0 | 70 | 2.1 | 1 | 0 | 25 | 22000 | 9 | 999999999 | 0 | 0.248 | 5 | 88 | 0 | 0 | 0
22:30 | 1988 | 7 | 23 | 22 | 23.9 | 18.4 | 71 | 94800 | 0 | 1324 | 369 | 0 | 0 | 0 | 0 | 0 | 0 | 0 | 60 | 2.1 | 1 | 0 | 20 | 22000 | 9 | 999999999 | 0 | 0.248 | 5 | 88 | 0 | 0 | 0
23:30 | 1988 | 7 | 23 | 23 | 22.9 | 17.7 | 73 | 94800 | 0 | 1324 | 371 | 0 | 0 | 0 | 0 | 0 | 0 | 0 | 0 | 0 | 1 | 1 | 20 | 22000 | 9 | 999999999 | 0 | 0.248 | 5 | 88 | 0 | 0 | 0
0:30 | 1988 | 7 | 23 | 24 | 21.8 | 17.3 | 76 | 94800 | 0 | 1324 | 365 | 0 | 0 | 0 | 0 | 0 | 0 | 0 | 0 | 0 | 1 | 1 | 20 | 22000 | 9 | 999999999 | 0 | 0.248 | 5 | 88 | 0 | 0 | 0
1:30 | 1988 | 7 | 24 | 1 | 20.8 | 17.8 | 83 | 94800 | 0 | 1324 | 360 | 0 | 0 | 0 | 0 | 0 | 0 | 0 | 110 | 1 | 1 | 1 | 20 | 22000 | 9 | 999999999 | 0 | 0.248 | 5 | 88 | 0 | 0 | 0
2:30 | 1988 | 7 | 24 | 2 | 20.4 | 17.3 | 82 | 94800 | 0 | 1324 | 351 | 0 | 0 | 0 | 0 | 0 | 0 | 0 | 220 | 1.5 | 0 | 0 | 20 | 22000 | 9 | 999999999 | 0 | 0.248 | 5 | 88 | 0 | 0 | 0
3:30 | 1988 | 7 | 24 | 3 | 21.3 | 17.3 | 78 | 94800 | 0 | 1324 | 355 | 0 | 0 | 0 | 0 | 0 | 0 | 0 | 230 | 2.1 | 0 | 0 | 20 | 22000 | 9 | 999999999 | 0 | 0.248 | 5 | 88 | 0 | 0 | 0
4:30 | 1988 | 7 | 24 | 4 | 20.8 | 16.9 | 78 | 94800 | 0 | 1324 | 353 | 0 | 0 | 0 | 0 | 0 | 0 | 0 | 230 | 4.6 | 0 | 0 | 20 | 22000 | 9 | 999999999 | 0 | 0.248 | 5 | 88 | 0 | 0 | 0
5:30 | 1988 | 7 | 24 | 5 | 20.8 | 16.2 | 75 | 94900 | 6 | 1324 | 352 | 1 | 0 | 1 | 200 | 0 | 200 | 50 | 230 | 2.6 | 0 | 0 | 18 | 22000 | 9 | 999999999 | 0 | 0.248 | 5 | 88 | 0 | 0 | 0
6:30 | 1988 | 7 | 24 | 6 | 22.7 | 16.5 | 68 | 94900 | 156 | 1324 | 361 | 38 | 8 | 37 | 4200 | 0 | 4100 | 1270 | 280 | 2.6 | 0 | 0 | 18 | 22000 | 9 | 999999999 | 0 | 0.248 | 5 | 88 | 0 | 0 | 0
7:30 | 1988 | 7 | 24 | 7 | 23.2 | 16.8 | 67 | 95000 | 372 | 1324 | 364 | 168 | 254 | 97 | 18300 | 17900 | 13100 | 1850 | 260 | 2.6 | 0 | 0 | 18 | 22000 | 9 | 999999999 | 0 | 0.248 | 5 | 88 | 0 | 0 | 0
8:30 | 1988 | 7 | 24 | 8 | 24.4 | 15.7 | 58 | 95100 | 585 | 1324 | 369 | 343 | 433 | 152 | 37200 | 37700 | 21500 | 3040 | 280 | 4.1 | 1 | 0 | 20 | 22000 | 9 | 999999999 | 0 | 0.248 | 5 | 88 | 0 | 0 | 0
9:30 | 1988 | 7 | 24 | 9 | 25.3 | 13.8 | 49 | 95100 | 781 | 1324 | 378 | 515 | 626 | 146 | 56100 | 61000 | 21200 | 3420 | 280 | 6.2 | 2 | 1 | 25 | 22000 | 9 | 999999999 | 0 | 0.248 | 5 | 88 | 0 | 0 | 0
10:30 | 1988 | 7 | 24 | 10 | 25.8 | 14.6 | 50 | 95100 | 946 | 1324 | 387 | 446 | 134 | 350 | 49600 | 12500 | 41400 | 10820 | 300 | 4.6 | 7 | 2 | 20 | 3600 | 9 | 999999999 | 0 | 0.248 | 5 | 88 | 0 | 0 | 0
11:30 | 1988 | 7 | 24 | 11 | 25.8 | 14.7 | 50 | 95100 | 1070 | 1324 | 382 | 707 | 492 | 308 | 77500 | 46300 | 39900 | 11450 | 300 | 3.6 | 5 | 1 | 25 | 22000 | 9 | 999999999 | 0 | 0.248 | 5 | 88 | 0 | 0 | 0
12:30 | 1988 | 7 | 24 | 12 | 26.4 | 14.1 | 47 | 95100 | 1144 | 1324 | 384 | 570 | 242 | 361 | 63700 | 22800 | 43900 | 15300 | 300 | 2.6 | 7 | 1 | 25 | 9000 | 9 | 999999999 | 0 | 0.248 | 5 | 88 | 0 | 0 | 0
13:30 | 1988 | 7 | 24 | 13 | 26.7 | 14.8 | 48 | 95100 | 1163 | 1324 | 410 | 581 | 172 | 430 | 65100 | 16200 | 50500 | 18940 | 300 | 3.1 | 7 | 7 | 30 | 1800 | 9 | 999999999 | 0 | 0.248 | 5 | 88 | 0 | 0 | 0
14:30 | 1988 | 7 | 24 | 14 | 26.8 | 14.8 | 48 | 95000 | 1125 | 1324 | 392 | 672 | 331 | 390 | 74500 | 30900 | 47200 | 15890 | 360 | 2.1 | 6 | 2 | 30 | 2100 | 9 | 999999999 | 0 | 0.248 | 5 | 88 | 0 | 0 | 0
15:30 | 1988 | 7 | 24 | 15 | 26.2 | 14.9 | 50 | 95000 | 1033 | 1324 | 423 | 364 | 75 | 306 | 41000 | 6900 | 35400 | 12280 | 330 | 3.6 | 9 | 9 | 30 | 1500 | 9 | 999999999 | 0 | 0.248 | 5 | 88 | 0 | 0 | 0
16:30 | 1988 | 7 | 24 | 16 | 17.2 | 16.6 | 96 | 95400 | 894 | 1324 | 376 | 157 | 0 | 157 | 18800 | 0 | 18900 | 7720 | 280 | 8.7 | 10 | 9 | 3 | 1200 | 0 | 199999999 | 0 | 0.248 | 5 | 88 | 0 | 0 | 0
17:30 | 1988 | 7 | 24 | 17 | 17.7 | 15.8 | 89 | 95500 | 716 | 1324 | 378 | 116 | 0 | 116 | 13800 | 0 | 13900 | 5470 | 260 | 4.1 | 10 | 9 | 7 | 900 | 0 | 199999999 | 0 | 0.248 | 5 | 88 | 0 | 0 | 0
18:30 | 1988 | 7 | 24 | 18 | 17.4 | 14.4 | 83 | 95600 | 513 | 1324 | 375 | 71 | 0 | 71 | 8400 | 0 | 8400 | 3150 | 280 | 6.2 | 10 | 9 | 25 | 1500 | 9 | 999999999 | 0 | 0.248 | 5 | 88 | 0 | 0 | 0
19:30 | 1988 | 7 | 24 | 19 | 17.3 | 14.6 | 84 | 95800 | 297 | 1324 | 353 | 29 | 0 | 29 | 3500 | 0 | 3500 | 1230 | 270 | 7.2 | 10 | 5 | 25 | 2700 | 9 | 999999999 | 0 | 0.248 | 5 | 88 | 0 | 0 | 0
20:30 | 1988 | 7 | 24 | 20 | 16.5 | 14.1 | 86 | 95800 | 85 | 1324 | 352 | 4 | 0 | 4 | 500 | 0 | 500 | 160 | 250 | 4.1 | 10 | 6 | 20 | 450 | 0 | 909999999 | 0 | 0.248 | 5 | 88 | 0 | 0 | 0
21:30 | 1988 | 7 | 24 | 21 | 16 | 13.9 | 87 | 95900 | 0 | 1324 | 346 | 0 | 0 | 0 | 0 | 0 | 0 | 0 | 240 | 4.6 | 10 | 5 | 25 | 2700 | 0 | 909999999 | 0 | 0.248 | 5 | 88 | 0 | 0 | 0
22:30 | 1988 | 7 | 24 | 22 | 15.6 | 13.3 | 86 | 95900 | 0 | 1324 | 341 | 0 | 0 | 0 | 0 | 0 | 0 | 0 | 230 | 3.6 | 10 | 4 | 25 | 3000 | 9 | 999999999 | 0 | 0.248 | 5 | 88 | 0 | 0 | 0
23:30 | 1988 | 7 | 24 | 23 | 15.8 | 13.6 | 87 | 96000 | 0 | 1324 | 342 | 0 | 0 | 0 | 0 | 0 | 0 | 0 | 240 | 3.1 | 9 | 4 | 25 | 3000 | 9 | 999999999 | 0 | 0.248 | 5 | 88 | 0 | 0 | 0
0:30 | 1988 | 7 | 24 | 24 | 16.5 | 13.1 | 80 | 96000 | 0 | 1324 | 351 | 0 | 0 | 0 | 0 | 0 | 0 | 0 | 270 | 3.1 | 9 | 6 | 25 | 900 | 9 | 999999999 | 0 | 0.248 | 5 | 88 | 0 | 0 | 0
1:30 | 1988 | 7 | 25 | 1 | 16 | 12.4 | 79 | 96100 | 0 | 1324 | 348 | 0 | 0 | 0 | 0 | 0 | 0 | 0 | 280 | 3.1 | 9 | 6 | 25 | 1350 | 9 | 999999999 | 0 | 0.247 | 5 | 88 | 0 | 0 | 0
2:30 | 1988 | 7 | 25 | 2 | 15.3 | 12 | 81 | 96200 | 0 | 1324 | 344 | 0 | 0 | 0 | 0 | 0 | 0 | 0 | 280 | 3.1 | 9 | 6 | 25 | 1350 | 9 | 999999999 | 0 | 0.247 | 5 | 88 | 0 | 0 | 0
3:30 | 1988 | 7 | 25 | 3 | 14.3 | 11.6 | 84 | 96200 | 0 | 1324 | 327 | 0 | 0 | 0 | 0 | 0 | 0 | 0 | 260 | 2.6 | 4 | 2 | 25 | 22000 | 9 | 999999999 | 0 | 0.247 | 5 | 88 | 0 | 0 | 0
4:30 | 1988 | 7 | 25 | 4 | 12.4 | 10.5 | 88 | 96200 | 0 | 1324 | 313 | 0 | 0 | 0 | 0 | 0 | 0 | 0 | 180 | 2.6 | 1 | 1 | 30 | 22000 | 9 | 999999999 | 0 | 0.247 | 5 | 88 | 0 | 0 | 0
5:30 | 1988 | 7 | 25 | 5 | 11.8 | 10.7 | 93 | 96300 | 5 | 1324 | 311 | 1 | 0 | 1 | 100 | 0 | 100 | 40 | 180 | 2.6 | 1 | 1 | 30 | 22000 | 9 | 999999999 | 0 | 0.247 | 5 | 88 | 0 | 0 | 0
6:30 | 1988 | 7 | 25 | 6 | 12.3 | 11 | 92 | 96300 | 152 | 1324 | 314 | 37 | 2 | 36 | 4100 | 0 | 4100 | 1250 | 170 | 2.1 | 1 | 1 | 30 | 22000 | 9 | 999999999 | 0 | 0.247 | 5 | 88 | 0 | 0 | 0
7:30 | 1988 | 7 | 25 | 7 | 15.2 | 12.7 | 85 | 96300 | 368 | 1324 | 322 | 166 | 277 | 89 | 17900 | 21400 | 12800 | 1640 | 180 | 1.5 | 0 | 0 | 75 | 22000 | 9 | 999999999 | 0 | 0.247 | 5 | 88 | 0 | 0 | 0
8:30 | 1988 | 7 | 25 | 8 | 17 | 11.5 | 70 | 96200 | 582 | 1324 | 335 | 343 | 440 | 149 | 37000 | 39400 | 20600 | 2990 | 40 | 2.1 | 1 | 1 | 75 | 22000 | 9 | 999999999 | 0 | 0.247 | 5 | 88 | 0 | 0 | 0
9:30 | 1988 | 7 | 25 | 9 | 17.9 | 11.4 | 66 | 96200 | 778 | 1324 | 339 | 522 | 661 | 134 | 56900 | 64900 | 19600 | 3160 | 110 | 3.6 | 1 | 1 | 75 | 22000 | 9 | 999999999 | 0 | 0.247 | 5 | 88 | 0 | 0 | 0
10:30 | 1988 | 7 | 25 | 10 | 18.7 | 11.2 | 62 | 96100 | 944 | 1324 | 343 | 680 | 760 | 137 | 73500 | 77600 | 18600 | 3720 | 90 | 3.1 | 1 | 1 | 75 | 22000 | 9 | 999999999 | 0 | 0.247 | 5 | 88 | 0 | 0 | 0
11:30 | 1988 | 7 | 25 | 11 | 19.7 | 11.6 | 60 | 96100 | 1068 | 1324 | 348 | 798 | 816 | 139 | 87800 | 84000 | 18400 | 4900 | 80 | 3.6 | 1 | 1 | 75 | 22000 | 9 | 999999999 | 0 | 0.247 | 5 | 88 | 0 | 0 | 0
12:30 | 1988 | 7 | 25 | 12 | 20.2 | 11.2 | 56 | 96000 | 1142 | 1324 | 350 | 869 | 855 | 131 | 92800 | 88400 | 17300 | 4680 | 90 | 3.6 | 1 | 1 | 60 | 22000 | 9 | 999999999 | 0 | 0.247 | 5 | 88 | 0 | 0 | 0
13:30 | 1988 | 7 | 25 | 13 | 21.6 | 10.8 | 50 | 95900 | 1160 | 1324 | 356 | 888 | 835 | 154 | 97600 | 86000 | 19900 | 7020 | 100 | 4.6 | 1 | 1 | 50 | 22000 | 9 | 999999999 | 0 | 0.247 | 5 | 88 | 0 | 0 | 0
14:30 | 1988 | 7 | 25 | 14 | 22.4 | 11.3 | 49 | 95900 | 1123 | 1324 | 361 | 851 | 851 | 128 | 90900 | 88000 | 17000 | 4350 | 130 | 4.1 | 1 | 1 | 50 | 22000 | 9 | 999999999 | 0 | 0.247 | 5 | 88 | 0 | 0 | 0
15:30 | 1988 | 7 | 25 | 15 | 23 | 12.4 | 51 | 95800 | 1031 | 1324 | 365 | 762 | 822 | 120 | 84700 | 85000 | 16400 | 4030 | 50 | 3.6 | 1 | 1 | 50 | 22000 | 9 | 999999999 | 0 | 0.247 | 5 | 88 | 0 | 0 | 0
16:30 | 1988 | 7 | 25 | 16 | 23.3 | 12.2 | 50 | 95800 | 891 | 1324 | 366 | 629 | 734 | 134 | 69600 | 73100 | 19800 | 3660 | 50 | 3.6 | 1 | 1 | 50 | 22000 | 9 | 999999999 | 0 | 0.247 | 5 | 88 | 0 | 0 | 0
17:30 | 1988 | 7 | 25 | 17 | 23.1 | 12.1 | 50 | 95800 | 714 | 1324 | 365 | 463 | 630 | 123 | 50400 | 61200 | 18300 | 2760 | 50 | 3.4 | 1 | 1 | 50 | 22000 | 9 | 999999999 | 0 | 0.247 | 5 | 88 | 0 | 0 | 0
18:30 | 1988 | 7 | 25 | 18 | 22.8 | 12 | 51 | 95800 | 510 | 1324 | 357 | 281 | 420 | 119 | 30500 | 36400 | 16900 | 2280 | 50 | 3.3 | 0 | 0 | 50 | 22000 | 9 | 999999999 | 0 | 0.247 | 5 | 88 | 0 | 0 | 0
19:30 | 1988 | 7 | 25 | 19 | 22.6 | 11.9 | 51 | 95800 | 294 | 1324 | 356 | 114 | 145 | 82 | 12700 | 10400 | 10000 | 1780 | 80 | 3.1 | 0 | 0 | 50 | 22000 | 9 | 999999999 | 0 | 0.247 | 5 | 88 | 0 | 0 | 0
20:30 | 1988 | 7 | 25 | 20 | 20.6 | 13.2 | 63 | 95800 | 82 | 1324 | 347 | 15 | 0 | 15 | 1700 | 0 | 1700 | 540 | 70 | 2.6 | 0 | 0 | 50 | 22000 | 9 | 999999999 | 0 | 0.247 | 5 | 88 | 0 | 0 | 0
21:30 | 1988 | 7 | 25 | 21 | 17.3 | 12.9 | 75 | 95900 | 0 | 1324 | 332 | 0 | 0 | 0 | 0 | 0 | 0 | 0 | 90 | 2.1 | 0 | 0 | 40 | 22000 | 9 | 999999999 | 0 | 0.247 | 5 | 88 | 0 | 0 | 0
22:30 | 1988 | 7 | 25 | 22 | 16.9 | 13 | 78 | 95900 | 0 | 1324 | 330 | 0 | 0 | 0 | 0 | 0 | 0 | 0 | 110 | 1 | 0 | 0 | 40 | 22000 | 9 | 999999999 | 0 | 0.247 | 5 | 88 | 0 | 0 | 0
23:30 | 1988 | 7 | 25 | 23 | 16.3 | 12.7 | 79 | 96000 | 0 | 1324 | 327 | 0 | 0 | 0 | 0 | 0 | 0 | 0 | 150 | 2.1 | 0 | 0 | 40 | 22000 | 9 | 999999999 | 0 | 0.247 | 5 | 88 | 0 | 0 | 0
0:30 | 1988 | 7 | 25 | 24 | 15.8 | 12.6 | 81 | 95900 | 0 | 1324 | 325 | 0 | 0 | 0 | 0 | 0 | 0 | 0 | 200 | 1 | 0 | 0 | 40 | 22000 | 9 | 999999999 | 0 | 0.247 | 5 | 88 | 0 | 0 | 0
1:30 | 1988 | 7 | 26 | 1 | 14.9 | 12.2 | 84 | 96000 | 0 | 1324 | 320 | 0 | 0 | 0 | 0 | 0 | 0 | 0 | 170 | 1 | 0 | 0 | 25 | 22000 | 9 | 999999999 | 0 | 0.247 | 5 | 88 | 0 | 0 | 0
2:30 | 1988 | 7 | 26 | 2 | 14.1 | 11.8 | 86 | 96000 | 0 | 1324 | 316 | 0 | 0 | 0 | 0 | 0 | 0 | 0 | 150 | 1 | 0 | 0 | 25 | 22000 | 9 | 999999999 | 0 | 0.247 | 5 | 88 | 0 | 0 | 0
3:30 | 1988 | 7 | 26 | 3 | 13.6 | 11.6 | 88 | 96000 | 0 | 1324 | 314 | 0 | 0 | 0 | 0 | 0 | 0 | 0 | 180 | 1 | 0 | 0 | 20 | 22000 | 9 | 999999999 | 0 | 0.247 | 5 | 88 | 0 | 0 | 0
4:30 | 1988 | 7 | 26 | 4 | 13.1 | 11.7 | 91 | 96000 | 0 | 1324 | 312 | 0 | 0 | 0 | 0 | 0 | 0 | 0 | 150 | 1 | 0 | 0 | 20 | 22000 | 9 | 999999999 | 0 | 0.247 | 5 | 88 | 0 | 0 | 0
5:30 | 1988 | 7 | 26 | 5 | 12.5 | 10.8 | 89 | 96000 | 5 | 1324 | 308 | 1 | 0 | 1 | 100 | 0 | 100 | 30 | 160 | 1.5 | 0 | 0 | 15 | 22000 | 9 | 999999999 | 0 | 0.247 | 5 | 88 | 0 | 0 | 0
6:30 | 1988 | 7 | 26 | 6 | 13.1 | 11.7 | 91 | 96000 | 148 | 1324 | 312 | 35 | 0 | 35 | 3900 | 0 | 3900 | 1200 | 190 | 1 | 0 | 0 | 25 | 22000 | 0 | 999999099 | 0 | 0.247 | 5 | 88 | 0 | 0 | 0
7:30 | 1988 | 7 | 26 | 7 | 16.3 | 13.6 | 84 | 95900 | 365 | 1324 | 328 | 163 | 271 | 89 | 17800 | 19900 | 11800 | 1680 | 190 | 0.5 | 0 | 0 | 27.5 | 22000 | 9 | 999999999 | 0 | 0.247 | 5 | 88 | 0 | 0 | 0
8:30 | 1988 | 7 | 26 | 8 | 19.6 | 15.2 | 76 | 95800 | 578 | 1324 | 345 | 339 | 433 | 150 | 36700 | 37700 | 21100 | 2990 | 0 | 0 | 0 | 0 | 30 | 22000 | 9 | 999999999 | 0 | 0.247 | 5 | 88 | 0 | 0 | 0
9:30 | 1988 | 7 | 26 | 9 | 22.5 | 15.5 | 65 | 95800 | 775 | 1324 | 359 | 518 | 653 | 135 | 56900 | 63500 | 20200 | 3190 | 0 | 0 | 0 | 0 | 30 | 22000 | 9 | 999999999 | 0 | 0.247 | 5 | 88 | 0 | 0 | 0
10:30 | 1988 | 7 | 26 | 10 | 24.5 | 14.8 | 55 | 95700 | 941 | 1324 | 368 | 676 | 754 | 139 | 73500 | 77200 | 19100 | 3740 | 90 | 2.1 | 0 | 0 | 30 | 22000 | 9 | 999999999 | 0 | 0.247 | 5 | 88 | 0 | 0 | 0
11:30 | 1988 | 7 | 26 | 11 | 26.1 | 14.5 | 49 | 95600 | 1065 | 1324 | 376 | 795 | 812 | 140 | 87900 | 83900 | 18700 | 4900 | 100 | 2.1 | 0 | 0 | 40 | 22000 | 9 | 999999999 | 0 | 0.247 | 5 | 88 | 0 | 0 | 0
12:30 | 1988 | 7 | 26 | 12 | 27 | 14.1 | 45 | 95500 | 1139 | 1324 | 380 | 866 | 852 | 132 | 93100 | 88600 | 17400 | 4660 | 20 | 2.1 | 0 | 0 | 40 | 22000 | 9 | 999999999 | 0 | 0.247 | 5 | 88 | 0 | 0 | 0
13:30 | 1988 | 7 | 26 | 13 | 28.2 | 15.3 | 45 | 95400 | 1158 | 1324 | 387 | 883 | 851 | 137 | 95200 | 88800 | 18000 | 5080 | 60 | 2.1 | 0 | 0 | 40 | 22000 | 9 | 999999999 | 0 | 0.247 | 5 | 88 | 0 | 0 | 0
14:30 | 1988 | 7 | 26 | 14 | 28.6 | 13.7 | 40 | 95400 | 1120 | 1324 | 388 | 848 | 849 | 129 | 91200 | 88300 | 17100 | 4320 | 60 | 3.1 | 0 | 0 | 40 | 22000 | 9 | 999999999 | 0 | 0.247 | 5 | 88 | 0 | 0 | 0
15:30 | 1988 | 7 | 26 | 15 | 29 | 12.9 | 37 | 95300 | 1028 | 1324 | 389 | 761 | 827 | 117 | 81900 | 85700 | 16000 | 3250 | 10 | 3.6 | 0 | 0 | 40 | 22000 | 9 | 999999999 | 0 | 0.247 | 5 | 88 | 0 | 0 | 0
16:30 | 1988 | 7 | 26 | 16 | 29.2 | 14.4 | 40 | 95300 | 889 | 1324 | 391 | 626 | 732 | 134 | 69600 | 72600 | 20000 | 3650 | 60 | 3.6 | 0 | 0 | 40 | 22000 | 9 | 999999999 | 0 | 0.247 | 5 | 88 | 0 | 0 | 0
17:30 | 1988 | 7 | 26 | 17 | 29.2 | 14.1 | 40 | 95200 | 711 | 1324 | 391 | 460 | 623 | 125 | 50100 | 60200 | 18700 | 2780 | 70 | 3.6 | 0 | 0 | 40 | 22000 | 9 | 999999999 | 0 | 0.247 | 5 | 88 | 0 | 0 | 0
18:30 | 1988 | 7 | 26 | 18 | 28.8 | 12.7 | 37 | 95200 | 507 | 1324 | 387 | 278 | 416 | 119 | 30200 | 35800 | 16900 | 2270 | 60 | 4.1 | 0 | 0 | 40 | 22000 | 9 | 999999999 | 0 | 0.247 | 5 | 88 | 0 | 0 | 0
19:30 | 1988 | 7 | 26 | 19 | 27.6 | 10.9 | 35 | 95200 | 291 | 1324 | 379 | 112 | 118 | 86 | 12400 | 8400 | 10500 | 1870 | 90 | 2.6 | 0 | 0 | 50 | 22000 | 9 | 999999999 | 0 | 0.247 | 5 | 88 | 0 | 0 | 0
20:30 | 1988 | 7 | 26 | 20 | 24.9 | 14 | 51 | 95300 | 79 | 1324 | 369 | 15 | 0 | 15 | 1700 | 0 | 1700 | 520 | 110 | 2.6 | 0 | 0 | 50 | 22000 | 9 | 999999999 | 0 | 0.247 | 5 | 88 | 0 | 0 | 0
21:30 | 1988 | 7 | 26 | 21 | 24.2 | 12.3 | 47 | 95300 | 0 | 1324 | 371 | 0 | 0 | 0 | 0 | 0 | 0 | 0 | 140 | 1.5 | 1 | 1 | 45 | 22000 | 9 | 999999999 | 0 | 0.247 | 5 | 88 | 0 | 0 | 0
22:30 | 1988 | 7 | 26 | 22 | 21.1 | 13.3 | 61 | 95400 | 0 | 1324 | 357 | 0 | 0 | 0 | 0 | 0 | 0 | 0 | 160 | 1.5 | 1 | 1 | 45 | 22000 | 9 | 999999999 | 0 | 0.247 | 5 | 88 | 0 | 0 | 0
23:30 | 1988 | 7 | 26 | 23 | 20.2 | 13.2 | 64 | 95400 | 0 | 1324 | 352 | 0 | 0 | 0 | 0 | 0 | 0 | 0 | 200 | 0.5 | 1 | 1 | 45 | 22000 | 9 | 999999999 | 0 | 0.247 | 5 | 88 | 0 | 0 | 0
0:30 | 1988 | 7 | 26 | 24 | 19.8 | 14.3 | 71 | 95400 | 0 | 1324 | 345 | 0 | 0 | 0 | 0 | 0 | 0 | 0 | 0 | 0 | 0 | 0 | 45 | 22000 | 9 | 999999999 | 0 | 0.247 | 5 | 88 | 0 | 0 | 0
1:30 | 1988 | 7 | 27 | 1 | 19 | 14.3 | 74 | 95500 | 0 | 1325 | 348 | 0 | 0 | 0 | 0 | 0 | 0 | 0 | 200 | 1.5 | 1 | 1 | 50 | 22000 | 9 | 999999999 | 0 | 0.247 | 5 | 88 | 0 | 0 | 0
2:30 | 1988 | 7 | 27 | 2 | 19.8 | 14.7 | 72 | 95400 | 0 | 1325 | 357 | 0 | 0 | 0 | 0 | 0 | 0 | 0 | 250 | 1.5 | 2 | 2 | 50 | 22000 | 9 | 999999999 | 0 | 0.247 | 5 | 88 | 0 | 0 | 0
3:30 | 1988 | 7 | 27 | 3 | 21.2 | 13.2 | 60 | 95400 | 0 | 1325 | 362 | 0 | 0 | 0 | 0 | 0 | 0 | 0 | 300 | 2.6 | 4 | 2 | 50 | 22000 | 9 | 999999999 | 0 | 0.247 | 5 | 88 | 0 | 0 | 0
4:30 | 1988 | 7 | 27 | 4 | 20.5 | 13.3 | 63 | 95500 | 0 | 1325 | 365 | 0 | 0 | 0 | 0 | 0 | 0 | 0 | 300 | 2.1 | 4 | 4 | 50 | 22000 | 9 | 999999999 | 0 | 0.247 | 5 | 88 | 0 | 0 | 0
5:30 | 1988 | 7 | 27 | 5 | 20.2 | 13.4 | 65 | 95500 | 4 | 1325 | 366 | 1 | 0 | 1 | 100 | 0 | 100 | 20 | 260 | 1.5 | 5 | 5 | 40 | 22000 | 9 | 999999999 | 0 | 0.247 | 5 | 88 | 0 | 0 | 0
6:30 | 1988 | 7 | 27 | 6 | 19.7 | 13.3 | 67 | 95600 | 145 | 1325 | 367 | 26 | 0 | 26 | 3000 | 0 | 3000 | 960 | 280 | 2.1 | 6 | 6 | 35 | 3600 | 9 | 999999999 | 0 | 0.247 | 5 | 88 | 0 | 0 | 0
7:30 | 1988 | 7 | 27 | 7 | 19 | 14.3 | 74 | 95700 | 361 | 1325 | 383 | 77 | 0 | 77 | 8700 | 0 | 8700 | 2980 | 290 | 1.5 | 9 | 9 | 25 | 3300 | 0 | 909999999 | 0 | 0.247 | 5 | 88 | 0 | 0 | 0
8:30 | 1988 | 7 | 27 | 8 | 18.3 | 14.8 | 80 | 95700 | 575 | 1325 | 345 | 84 | 0 | 84 | 10000 | 0 | 10000 | 3820 | 300 | 2.6 | 10 | 1 | 20 | 3300 | 0 | 993999999 | 0 | 0.247 | 5 | 88 | 0 | 0 | 0
9:30 | 1988 | 7 | 27 | 9 | 17.5 | 15.2 | 86 | 95800 | 772 | 1325 | 352 | 129 | 0 | 129 | 15400 | 0 | 15400 | 6170 | 240 | 2.6 | 10 | 4 | 11 | 3600 | 0 | 909999999 | 0 | 0.247 | 5 | 88 | 0 | 0 | 0
10:30 | 1988 | 7 | 27 | 10 | 17 | 15.6 | 91 | 95800 | 938 | 1325 | 360 | 168 | 1 | 167 | 20200 | 100 | 20200 | 8310 | 290 | 1.5 | 10 | 7 | 3.7 | 900 | 0 | 909999999 | 0 | 0.247 | 5 | 88 | 0 | 0 | 0
11:30 | 1988 | 7 | 27 | 11 | 16.8 | 15.6 | 93 | 95600 | 1063 | 1325 | 355 | 198 | 3 | 196 | 23900 | 200 | 23800 | 9850 | 80 | 1.5 | 10 | 6 | 3.5 | 2700 | 0 | 919999999 | 0 | 0.247 | 5 | 88 | 0 | 0 | 0
12:30 | 1988 | 7 | 27 | 12 | 17 | 16.2 | 95 | 95500 | 1137 | 1325 | 361 | 215 | 3 | 212 | 26100 | 200 | 25900 | 10680 | 80 | 3.6 | 10 | 7 | 3 | 840 | 0 | 909999999 | 0 | 0.247 | 5 | 88 | 0 | 0 | 0
13:30 | 1988 | 7 | 27 | 13 | 16.6 | 15.6 | 94 | 95500 | 1156 | 1325 | 358 | 220 | 4 | 217 | 26700 | 200 | 26500 | 10900 | 60 | 3.1 | 10 | 7 | 2.8 | 840 | 0 | 199999999 | 0 | 0.247 | 5 | 88 | 0 | 0 | 0
14:30 | 1988 | 7 | 27 | 14 | 17.1 | 15.9 | 93 | 95500 | 1118 | 1325 | 375 | 211 | 3 | 208 | 25600 | 200 | 25400 | 10480 | 360 | 1.5 | 10 | 9 | 3 | 150 | 0 | 909999999 | 0 | 0.247 | 5 | 88 | 0 | 0 | 0
15:30 | 1988 | 7 | 27 | 15 | 17.4 | 16.3 | 93 | 95500 | 1026 | 1325 | 377 | 189 | 2 | 187 | 22800 | 100 | 22700 | 9400 | 320 | 1.5 | 10 | 9 | 5 | 150 | 0 | 909999999 | 0 | 0.247 | 5 | 88 | 0 | 0 | 0
16:30 | 1988 | 7 | 27 | 16 | 17.2 | 16.6 | 96 | 95500 | 886 | 1325 | 376 | 155 | 0 | 155 | 18600 | 0 | 18700 | 7630 | 330 | 1.5 | 10 | 9 | 3.3 | 150 | 0 | 909999999 | 0 | 0.247 | 5 | 88 | 0 | 0 | 0
17:30 | 1988 | 7 | 27 | 17 | 18.4 | 16.5 | 89 | 95400 | 708 | 1325 | 364 | 217 | 19 | 207 | 24700 | 1300 | 23600 | 8610 | 170 | 1 | 9 | 6 | 5 | 600 | 9 | 999999999 | 0 | 0.247 | 5 | 88 | 0 | 0 | 0
18:30 | 1988 | 7 | 27 | 18 | 18.6 | 16.4 | 87 | 95500 | 504 | 1325 | 365 | 179 | 70 | 153 | 20100 | 5900 | 17700 | 4280 | 280 | 3.1 | 7 | 6 | 8 | 840 | 9 | 999999999 | 0 | 0.247 | 5 | 88 | 0 | 0 | 0
19:30 | 1988 | 7 | 27 | 19 | 15.7 | 14 | 90 | 95700 | 287 | 1325 | 365 | 52 | 0 | 52 | 6000 | 0 | 6000 | 2020 | 310 | 6.7 | 9 | 9 | 9 | 900 | 0 | 909999999 | 0 | 0.247 | 5 | 88 | 0 | 0 | 0
20:30 | 1988 | 7 | 27 | 20 | 15.4 | 13.8 | 90 | 95900 | 75 | 1325 | 364 | 7 | 0 | 7 | 800 | 0 | 800 | 260 | 310 | 4.9 | 9 | 9 | 17 | 900 | 9 | 999999999 | 0 | 0.247 | 5 | 88 | 0 | 0 | 0
21:30 | 1988 | 7 | 27 | 21 | 15.2 | 13.6 | 90 | 96000 | 0 | 1325 | 363 | 0 | 0 | 0 | 0 | 0 | 0 | 0 | 280 | 3.1 | 9 | 9 | 25 | 1500 | 9 | 999999999 | 0 | 0.247 | 5 | 88 | 0 | 0 | 0
22:30 | 1988 | 7 | 27 | 22 | 15.1 | 13.6 | 91 | 96100 | 0 | 1325 | 333 | 0 | 0 | 0 | 0 | 0 | 0 | 0 | 250 | 3.1 | 6 | 2 | 20 | 2700 | 9 | 999999999 | 0 | 0.247 | 5 | 88 | 0 | 0 | 0
23:30 | 1988 | 7 | 27 | 23 | 15.1 | 13.5 | 90 | 96100 | 0 | 1325 | 342 | 0 | 0 | 0 | 0 | 0 | 0 | 0 | 280 | 3.1 | 6 | 5 | 18 | 3600 | 9 | 999999999 | 0 | 0.247 | 5 | 88 | 0 | 0 | 0
0:30 | 1988 | 7 | 27 | 24 | 14.6 | 12.7 | 88 | 96200 | 0 | 1325 | 326 | 0 | 0 | 0 | 0 | 0 | 0 | 0 | 280 | 3.1 | 1 | 1 | 18 | 22000 | 9 | 999999999 | 0 | 0.247 | 5 | 88 | 0 | 0 | 0
1:30 | 1988 | 7 | 28 | 1 | 12.3 | 11.1 | 92 | 96200 | 0 | 1325 | 314 | 0 | 0 | 0 | 0 | 0 | 0 | 0 | 190 | 2.6 | 1 | 1 | 15 | 22000 | 9 | 999999999 | 0 | 0.246 | 5 | 88 | 0 | 0 | 0
2:30 | 1988 | 7 | 28 | 2 | 11.1 | 10.4 | 95 | 96200 | 0 | 1325 | 302 | 0 | 0 | 0 | 0 | 0 | 0 | 0 | 180 | 1.5 | 0 | 0 | 15 | 22000 | 9 | 999999999 | 0 | 0.246 | 5 | 88 | 0 | 0 | 0
3:30 | 1988 | 7 | 28 | 3 | 11 | 10.3 | 95 | 96100 | 0 | 1325 | 301 | 0 | 0 | 0 | 0 | 0 | 0 | 0 | 0 | 0 | 0 | 0 | 15 | 22000 | 0 | 999999099 | 0 | 0.246 | 5 | 88 | 0 | 0 | 0
4:30 | 1988 | 7 | 28 | 4 | 10 | 9.5 | 97 | 96100 | 0 | 1325 | 296 | 0 | 0 | 0 | 0 | 0 | 0 | 0 | 0 | 0 | 0 | 0 | 7 | 22000 | 0 | 999999099 | 0 | 0.246 | 5 | 88 | 0 | 0 | 0
5:30 | 1988 | 7 | 28 | 5 | 9.5 | 8.8 | 95 | 96100 | 3 | 1325 | 294 | 1 | 0 | 1 | 100 | 0 | 100 | 20 | 180 | 0.5 | 0 | 0 | 6 | 22000 | 0 | 999999099 | 0 | 0.246 | 5 | 88 | 0 | 0 | 0
6:30 | 1988 | 7 | 28 | 6 | 10.2 | 9.3 | 94 | 96100 | 141 | 1325 | 303 | 32 | 0 | 32 | 3600 | 0 | 3600 | 1100 | 0 | 0 | 1 | 1 | 7 | 22000 | 0 | 999999099 | 0 | 0.246 | 5 | 88 | 0 | 0 | 0
7:30 | 1988 | 7 | 28 | 7 | 13.8 | 12.2 | 90 | 96100 | 358 | 1325 | 321 | 158 | 261 | 88 | 17200 | 19300 | 11600 | 1650 | 170 | 0.5 | 1 | 1 | 9 | 22000 | 9 | 999999999 | 0 | 0.246 | 5 | 88 | 0 | 0 | 0
8:30 | 1988 | 7 | 28 | 8 | 14.9 | 12.4 | 85 | 96100 | 572 | 1325 | 327 | 334 | 430 | 148 | 36000 | 38200 | 20500 | 2940 | 20 | 2.1 | 1 | 1 | 15 | 22000 | 9 | 999999999 | 0 | 0.246 | 5 | 88 | 0 | 0 | 0
9:30 | 1988 | 7 | 28 | 9 | 16.7 | 10.5 | 67 | 96000 | 769 | 1325 | 337 | 507 | 591 | 164 | 54300 | 57500 | 22900 | 3720 | 100 | 1 | 2 | 2 | 20 | 22000 | 9 | 999999999 | 0 | 0.246 | 5 | 88 | 0 | 0 | 0
10:30 | 1988 | 7 | 28 | 10 | 18 | 11.7 | 67 | 95900 | 936 | 1325 | 340 | 672 | 741 | 147 | 74100 | 74000 | 21300 | 4260 | 90 | 2.1 | 1 | 1 | 25 | 22000 | 9 | 999999999 | 0 | 0.246 | 5 | 88 | 0 | 0 | 0
11:30 | 1988 | 7 | 28 | 11 | 18.2 | 11 | 63 | 95900 | 1061 | 1325 | 345 | 780 | 796 | 141 | 85400 | 81900 | 18700 | 4860 | 100 | 2.1 | 2 | 2 | 30 | 22000 | 9 | 999999999 | 0 | 0.246 | 5 | 88 | 0 | 0 | 0
12:30 | 1988 | 7 | 28 | 12 | 19.5 | 10 | 54 | 95700 | 1135 | 1325 | 345 | 864 | 810 | 169 | 93600 | 82900 | 21600 | 6900 | 100 | 3.6 | 1 | 1 | 35 | 22000 | 9 | 999999999 | 0 | 0.246 | 5 | 88 | 0 | 0 | 0
13:30 | 1988 | 7 | 28 | 13 | 20.8 | 10.8 | 53 | 95600 | 1154 | 1325 | 352 | 881 | 835 | 153 | 96900 | 85900 | 19800 | 6800 | 70 | 3.6 | 1 | 1 | 35 | 22000 | 9 | 999999999 | 0 | 0.246 | 5 | 88 | 0 | 0 | 0
14:30 | 1988 | 7 | 28 | 14 | 21.6 | 11.6 | 53 | 95500 | 1116 | 1325 | 357 | 844 | 849 | 128 | 90200 | 87800 | 17000 | 4240 | 70 | 4.6 | 1 | 1 | 30 | 22000 | 9 | 999999999 | 0 | 0.246 | 5 | 88 | 0 | 0 | 0
15:30 | 1988 | 7 | 28 | 15 | 21.7 | 12.1 | 54 | 95500 | 1023 | 1325 | 358 | 755 | 821 | 119 | 83900 | 84900 | 16300 | 3930 | 70 | 5.1 | 1 | 1 | 30 | 22000 | 9 | 999999999 | 0 | 0.246 | 5 | 88 | 0 | 0 | 0
16:30 | 1988 | 7 | 28 | 16 | 22 | 11.7 | 52 | 95400 | 883 | 1325 | 359 | 622 | 732 | 133 | 68700 | 73000 | 19600 | 3580 | 70 | 5.7 | 1 | 1 | 30 | 22000 | 9 | 999999999 | 0 | 0.246 | 5 | 88 | 0 | 0 | 0
17:30 | 1988 | 7 | 28 | 17 | 21.6 | 11 | 51 | 95300 | 705 | 1325 | 350 | 456 | 628 | 122 | 49500 | 61000 | 18000 | 2700 | 100 | 5.1 | 0 | 0 | 30 | 22000 | 9 | 999999999 | 0 | 0.246 | 5 | 88 | 0 | 0 | 0
18:30 | 1988 | 7 | 28 | 18 | 21.3 | 11.5 | 54 | 95300 | 500 | 1325 | 349 | 273 | 411 | 118 | 29600 | 35500 | 16600 | 2240 | 100 | 5.1 | 0 | 0 | 25 | 22000 | 9 | 999999999 | 0 | 0.246 | 5 | 88 | 0 | 0 | 0
19:30 | 1988 | 7 | 28 | 19 | 20.8 | 12.6 | 59 | 95200 | 283 | 1325 | 348 | 107 | 133 | 79 | 11900 | 9200 | 9700 | 1700 | 90 | 4.6 | 0 | 0 | 30 | 22000 | 9 | 999999999 | 0 | 0.246 | 5 | 88 | 0 | 0 | 0
20:30 | 1988 | 7 | 28 | 20 | 18.9 | 12.6 | 67 | 95200 | 72 | 1325 | 339 | 13 | 0 | 13 | 1500 | 0 | 1500 | 470 | 80 | 3.1 | 0 | 0 | 30 | 22000 | 9 | 999999999 | 0 | 0.246 | 5 | 88 | 0 | 0 | 0
21:30 | 1988 | 7 | 28 | 21 | 17.1 | 11.8 | 71 | 95200 | 0 | 1325 | 330 | 0 | 0 | 0 | 0 | 0 | 0 | 0 | 70 | 2.6 | 0 | 0 | 30 | 22000 | 9 | 999999999 | 0 | 0.246 | 5 | 88 | 0 | 0 | 0
22:30 | 1988 | 7 | 28 | 22 | 16.2 | 12.1 | 77 | 95300 | 0 | 1325 | 326 | 0 | 0 | 0 | 0 | 0 | 0 | 0 | 70 | 1 | 0 | 0 | 30 | 22000 | 9 | 999999999 | 0 | 0.246 | 5 | 88 | 0 | 0 | 0
23:30 | 1988 | 7 | 28 | 23 | 14.8 | 10.9 | 77 | 95200 | 0 | 1325 | 318 | 0 | 0 | 0 | 0 | 0 | 0 | 0 | 110 | 1.5 | 0 | 0 | 30 | 22000 | 9 | 999999999 | 0 | 0.246 | 5 | 88 | 0 | 0 | 0

## Munich extreme winter
Local clock time | Year | Month | Day | GMT+1 Hour | Dry bulb temperature | Dew point temperature | Relative humidity | Atmospheric station pressure | Extraterrestrial Horizontal Radiation | Extraterrestrial Direct Normal Radiation | Horizontal Infrared Radiation from Sky | Global Horizontal Radiation | Direct Normal Radiation | Diffuse Horizontal Radiation | Direct Normal Illuminance | Diffuse Horizontal Illuminance | Zenith Luminance
[5 empty] | °C | °C | % | Pa | Wh/m2 | Wh/m2 | Wh/m2 | Wh/m2 | Wh/m2 | Wh/m2 | Cd/m2 | Cd/m2 | Cd/m2
0:30 | 1984 | 2 | 12 | 1 | -7.9 | -8.5 | 95 | 97600 | 0 | 1404 | 229 | 0 | 0 | 0 | 0 | 0 | 0 | 0 | 110 | 3.1 | 6 | 6 | 4 | 1200 | 9 | 999999999 | 0 | 0.102 | 17 | 88 | 0 | 0 | 0
1:30 | 1984 | 2 | 12 | 2 | -9.2 | -9.6 | 97 | 97600 | 0 | 1404 | 209 | 0 | 0 | 0 | 0 | 0 | 0 | 0 | 90 | 2.6 | 0 | 0 | 10 | 22000 | 9 | 999999999 | 0 | 0.102 | 17 | 88 | 0 | 0 | 0
2:30 | 1984 | 2 | 12 | 3 | -10.1 | -10.4 | 97 | 97700 | 0 | 1404 | 206 | 0 | 0 | 0 | 0 | 0 | 0 | 0 | 0 | 0 | 0 | 0 | 0.2 | 22000 | 0 | 999999099 | 0 | 0.102 | 17 | 88 | 0 | 0 | 0
3:30 | 1984 | 2 | 12 | 4 | -11.8 | -12 | 98 | 97700 | 0 | 1404 | 199 | 0 | 0 | 0 | 0 | 0 | 0 | 0 | 40 | 0.5 | 0 | 0 | 0.2 | 22000 | 0 | 999999599 | 0 | 0.102 | 17 | 88 | 0 | 0 | 0
4:30 | 1984 | 2 | 12 | 5 | -13.4 | -13.6 | 98 | 97800 | 0 | 1404 | 223 | 0 | 0 | 0 | 0 | 0 | 0 | 0 | 0 | 0 | 10 | 10 | 0.2 | 60 | 0 | 999999599 | 0 | 0.102 | 17 | 88 | 0 | 0 | 0
5:30 | 1984 | 2 | 12 | 6 | -13.6 | -13.8 | 98 | 97800 | 0 | 1404 | 216 | 0 | 0 | 0 | 0 | 0 | 0 | 0 | 0 | 0 | 9 | 9 | 0.2 | 840 | 0 | 999999099 | 0 | 0.102 | 17 | 88 | 0 | 0 | 0
6:30 | 1984 | 2 | 12 | 7 | -13.7 | -14.4 | 94 | 97900 | 0 | 1404 | 203 | 0 | 0 | 0 | 0 | 0 | 0 | 0 | 0 | 0 | 5 | 5 | 0.2 | 22000 | 0 | 999999099 | 0 | 0.102 | 17 | 88 | 0 | 0 | 0
7:30 | 1984 | 2 | 12 | 8 | -12.6 | -13.2 | 95 | 97900 | 25 | 1404 | 209 | 6 | 0 | 6 | 700 | 0 | 700 | 190 | 190 | 0.5 | 6 | 6 | 0.1 | 900 | 0 | 999999099 | 0 | 0.102 | 17 | 88 | 0 | 0 | 0
8:30 | 1984 | 2 | 12 | 9 | -12.4 | -13 | 95 | 98000 | 210 | 1404 | 200 | 89 | 218 | 56 | 9200 | 13700 | 7500 | 1020 | 10 | 1 | 1 | 1 | 0.3 | 22000 | 0 | 999999099 | 0 | 0.102 | 17 | 88 | 0 | 0 | 0
9:30 | 1984 | 2 | 12 | 10 | -10.1 | -10.9 | 93 | 98000 | 396 | 1404 | 230 | 109 | 7 | 107 | 12200 | 400 | 12100 | 3870 | 40 | 0.5 | 9 | 9 | 3 | 900 | 0 | 999999099 | 0 | 0.102 | 17 | 88 | 0 | 0 | 0
10:30 | 1984 | 2 | 12 | 11 | -6.7 | -7.8 | 91 | 97900 | 538 | 1404 | 223 | 348 | 535 | 142 | 36600 | 49700 | 18100 | 2770 | 50 | 2.6 | 1 | 1 | 5 | 22000 | 0 | 999999099 | 0 | 0.102 | 17 | 88 | 0 | 0 | 0
11:30 | 1984 | 2 | 12 | 12 | -4.4 | -8.7 | 69 | 97800 | 626 | 1404 | 230 | 427 | 776 | 79 | 45100 | 75400 | 11800 | 1680 | 60 | 4.1 | 1 | 1 | 10 | 22000 | 9 | 999999999 | 0 | 0.102 | 17 | 88 | 0 | 0 | 0
12:30 | 1984 | 2 | 12 | 13 | -4.7 | -9 | 69 | 97800 | 654 | 1404 | 232 | 446 | 782 | 80 | 47300 | 76600 | 11800 | 1720 | 50 | 4.1 | 2 | 2 | 10 | 22000 | 9 | 999999999 | 0 | 0.102 | 17 | 88 | 0 | 0 | 0
13:30 | 1984 | 2 | 12 | 14 | -3.4 | -8.7 | 63 | 97800 | 621 | 1404 | 236 | 416 | 759 | 79 | 43900 | 73700 | 11700 | 1660 | 60 | 4.1 | 2 | 2 | 12 | 22000 | 9 | 999999999 | 0 | 0.102 | 17 | 88 | 0 | 0 | 0
14:30 | 1984 | 2 | 12 | 15 | -3.6 | -9 | 63 | 97800 | 528 | 1404 | 235 | 335 | 668 | 83 | 35400 | 62500 | 12300 | 1640 | 70 | 4.6 | 2 | 2 | 12 | 22000 | 9 | 999999999 | 0 | 0.102 | 17 | 88 | 0 | 0 | 0
15:30 | 1984 | 2 | 12 | 16 | -4.6 | -9.8 | 64 | 97800 | 382 | 1404 | 231 | 213 | 444 | 92 | 22400 | 37100 | 12100 | 1690 | 60 | 3.1 | 2 | 2 | 15 | 22000 | 9 | 999999999 | 0 | 0.102 | 17 | 88 | 0 | 0 | 0
16:30 | 1984 | 2 | 12 | 17 | -4.7 | -9.4 | 66 | 97800 | 192 | 1404 | 228 | 77 | 185 | 52 | 8200 | 10600 | 6300 | 960 | 60 | 2.6 | 1 | 1 | 15 | 22000 | 9 | 999999999 | 0 | 0.102 | 17 | 88 | 0 | 0 | 0
17:30 | 1984 | 2 | 12 | 18 | -8.2 | -12.4 | 69 | 97800 | 17 | 1404 | 210 | 5 | 0 | 5 | 600 | 0 | 600 | 170 | 60 | 0.5 | 0 | 0 | 12 | 22000 | 9 | 999999999 | 0 | 0.102 | 17 | 88 | 0 | 0 | 0
18:30 | 1984 | 2 | 12 | 19 | -10 | -12.9 | 77 | 98000 | 0 | 1404 | 204 | 0 | 0 | 0 | 0 | 0 | 0 | 0 | 100 | 0.5 | 0 | 0 | 15 | 22000 | 9 | 999999999 | 0 | 0.102 | 15 | 88 | 0 | 0 | 0
19:30 | 1984 | 2 | 12 | 20 | -12.3 | -13.8 | 87 | 98000 | 0 | 1404 | 196 | 0 | 0 | 0 | 0 | 0 | 0 | 0 | 100 | 1 | 0 | 0 | 15 | 22000 | 9 | 999999999 | 0 | 0.102 | 15 | 88 | 0 | 0 | 0
20:30 | 1984 | 2 | 12 | 21 | -12.5 | -13.2 | 94 | 98000 | 0 | 1404 | 196 | 0 | 0 | 0 | 0 | 0 | 0 | 0 | 130 | 1 | 0 | 0 | 15 | 22000 | 9 | 999999999 | 0 | 0.102 | 15 | 88 | 0 | 0 | 0
21:30 | 1984 | 2 | 12 | 22 | -11.9 | -14.2 | 81 | 98000 | 0 | 1404 | 197 | 0 | 0 | 0 | 0 | 0 | 0 | 0 | 120 | 1 | 0 | 0 | 18 | 22000 | 9 | 999999999 | 0 | 0.102 | 15 | 88 | 0 | 0 | 0
22:30 | 1984 | 2 | 12 | 23 | -12.8 | -14.9 | 83 | 98000 | 0 | 1404 | 194 | 0 | 0 | 0 | 0 | 0 | 0 | 0 | 130 | 1 | 0 | 0 | 18 | 22000 | 9 | 999999999 | 0 | 0.102 | 15 | 88 | 0 | 0 | 0
23:30 | 1984 | 2 | 12 | 24 | -13 | -14.4 | 88 | 97900 | 0 | 1404 | 194 | 0 | 0 | 0 | 0 | 0 | 0 | 0 | 0 | 0 | 0 | 0 | 5 | 22000 | 9 | 999999999 | 0 | 0.102 | 15 | 88 | 0 | 0 | 0
0:30 | 1984 | 2 | 13 | 1 | -13.6 | -15.2 | 86 | 98000 | 0 | 1403 | 191 | 0 | 0 | 0 | 0 | 0 | 0 | 0 | 0 | 0 | 0 | 0 | 4 | 22000 | 9 | 999999999 | 0 | 0.102 | 15 | 88 | 0 | 0 | 0
1:30 | 1984 | 2 | 13 | 2 | -13.2 | -14.8 | 86 | 97900 | 0 | 1403 | 208 | 0 | 0 | 0 | 0 | 0 | 0 | 0 | 180 | 0.5 | 7 | 7 | 4.5 | 1350 | 9 | 999999999 | 0 | 0.102 | 15 | 88 | 0 | 0 | 0
2:30 | 1984 | 2 | 13 | 3 | -12 | -13.5 | 87 | 97800 | 0 | 1403 | 201 | 0 | 0 | 0 | 0 | 0 | 0 | 0 | 0 | 0 | 1 | 1 | 2.2 | 22000 | 9 | 999999999 | 0 | 0.102 | 15 | 88 | 0 | 0 | 0
3:30 | 1984 | 2 | 13 | 4 | -14.9 | -15.1 | 98 | 97800 | 0 | 1403 | 188 | 0 | 0 | 0 | 0 | 0 | 0 | 0 | 0 | 0 | 0 | 0 | 0.5 | 22000 | 0 | 999999099 | 0 | 0.102 | 15 | 88 | 0 | 0 | 0
4:30 | 1984 | 2 | 13 | 5 | -15.5 | -15.8 | 97 | 97800 | 0 | 1403 | 185 | 0 | 0 | 0 | 0 | 0 | 0 | 0 | 0 | 0 | 0 | 0 | 1.7 | 22000 | 9 | 999999999 | 0 | 0.102 | 15 | 88 | 0 | 0 | 0
5:30 | 1984 | 2 | 13 | 6 | -15 | -15.5 | 95 | 97800 | 0 | 1403 | 187 | 0 | 0 | 0 | 0 | 0 | 0 | 0 | 0 | 0 | 0 | 0 | 1.5 | 22000 | 9 | 999999999 | 0 | 0.102 | 15 | 88 | 0 | 0 | 0
6:30 | 1984 | 2 | 13 | 7 | -16.5 | -17.8 | 89 | 97700 | 0 | 1403 | 184 | 0 | 0 | 0 | 0 | 0 | 0 | 0 | 180 | 0.5 | 1 | 1 | 6 | 22000 | 0 | 999999099 | 0 | 0.102 | 13 | 88 | 0 | 0 | 0
7:30 | 1984 | 2 | 13 | 8 | -14.5 | -16.7 | 82 | 97700 | 28 | 1403 | 200 | 6 | 0 | 6 | 700 | 0 | 700 | 210 | 0 | 0 | 6 | 6 | 6 | 1500 | 0 | 999999099 | 0 | 0.102 | 13 | 88 | 0 | 0 | 0
8:30 | 1984 | 2 | 13 | 9 | -11.1 | -13.5 | 81 | 97600 | 216 | 1403 | 216 | 61 | 24 | 58 | 6700 | 1700 | 6500 | 1410 | 0 | 0 | 7 | 7 | 5 | 1800 | 0 | 999999099 | 0 | 0.102 | 13 | 88 | 0 | 0 | 0
9:30 | 1984 | 2 | 13 | 10 | -9.2 | -10 | 93 | 97600 | 403 | 1403 | 213 | 222 | 433 | 97 | 23400 | 36900 | 12800 | 1800 | 100 | 0.5 | 4 | 1 | 6 | 22000 | 0 | 999999099 | 0 | 0.102 | 13 | 88 | 0 | 0 | 0
10:30 | 1984 | 2 | 13 | 11 | -5.8 | -9.3 | 74 | 97400 | 545 | 1403 | 220 | 356 | 610 | 118 | 36800 | 56600 | 16500 | 2230 | 100 | 1 | 0 | 0 | 7 | 22000 | 0 | 999999919 | 0 | 0.102 | 13 | 88 | 0 | 0 | 0
11:30 | 1984 | 2 | 13 | 12 | -4.1 | -8.8 | 67 | 97400 | 633 | 1403 | 231 | 433 | 794 | 73 | 46200 | 77600 | 11000 | 1610 | 60 | 1.5 | 1 | 1 | 8 | 22000 | 9 | 999999999 | 0 | 0.102 | 13 | 88 | 0 | 0 | 0
12:30 | 1984 | 2 | 13 | 13 | -4.8 | -8 | 76 | 97400 | 661 | 1403 | 229 | 458 | 810 | 75 | 49000 | 79700 | 11200 | 1670 | 10 | 2.6 | 1 | 1 | 8 | 22000 | 9 | 999999999 | 0 | 0.102 | 13 | 88 | 0 | 0 | 0
13:30 | 1984 | 2 | 13 | 14 | -3.1 | -8.3 | 64 | 97300 | 628 | 1403 | 235 | 428 | 790 | 73 | 45600 | 77000 | 11000 | 1600 | 60 | 3.1 | 1 | 1 | 12 | 22000 | 9 | 999999999 | 0 | 0.102 | 13 | 88 | 0 | 0 | 0
14:30 | 1984 | 2 | 13 | 15 | -3.6 | -8.5 | 66 | 97200 | 535 | 1403 | 233 | 346 | 701 | 77 | 36800 | 66100 | 11700 | 1550 | 50 | 4.6 | 1 | 1 | 12 | 22000 | 9 | 999999999 | 0 | 0.102 | 13 | 88 | 0 | 0 | 0
15:30 | 1984 | 2 | 13 | 16 | -4.1 | -8.3 | 70 | 97200 | 388 | 1403 | 231 | 221 | 523 | 76 | 22900 | 44500 | 11200 | 1390 | 50 | 3.6 | 1 | 1 | 12 | 22000 | 9 | 999999999 | 0 | 0.102 | 13 | 88 | 0 | 0 | 0
16:30 | 1984 | 2 | 13 | 17 | -6 | -9.3 | 75 | 97300 | 199 | 1403 | 224 | 82 | 197 | 53 | 8600 | 11600 | 6500 | 990 | 50 | 3.1 | 1 | 1 | 13 | 22000 | 9 | 999999999 | 0 | 0.102 | 13 | 88 | 0 | 0 | 0
17:30 | 1984 | 2 | 13 | 18 | -7.9 | -10.5 | 79 | 97400 | 19 | 1403 | 212 | 6 | 0 | 6 | 600 | 0 | 600 | 190 | 50 | 2.6 | 0 | 0 | 14 | 22000 | 9 | 999999999 | 0 | 0.102 | 13 | 88 | 0 | 0 | 0
18:30 | 1984 | 2 | 13 | 19 | -9.8 | -11.8 | 84 | 97500 | 0 | 1403 | 205 | 0 | 0 | 0 | 0 | 0 | 0 | 0 | 80 | 2.1 | 0 | 0 | 15 | 22000 | 9 | 999999999 | 0 | 0.102 | 13 | 88 | 0 | 0 | 0
19:30 | 1984 | 2 | 13 | 20 | -9.4 | -10.6 | 90 | 97500 | 0 | 1403 | 208 | 0 | 0 | 0 | 0 | 0 | 0 | 0 | 130 | 1.5 | 0 | 0 | 15 | 22000 | 9 | 999999999 | 0 | 0.102 | 13 | 88 | 0 | 0 | 0
20:30 | 1984 | 2 | 13 | 21 | -11.2 | -12.1 | 92 | 97500 | 0 | 1403 | 201 | 0 | 0 | 0 | 0 | 0 | 0 | 0 | 90 | 2.6 | 0 | 0 | 15 | 22000 | 9 | 999999999 | 0 | 0.102 | 13 | 88 | 0 | 0 | 0
21:30 | 1984 | 2 | 13 | 22 | -10.6 | -12.7 | 83 | 97500 | 0 | 1403 | 202 | 0 | 0 | 0 | 0 | 0 | 0 | 0 | 100 | 2.1 | 0 | 0 | 15 | 22000 | 9 | 999999999 | 0 | 0.102 | 13 | 88 | 0 | 0 | 0
22:30 | 1984 | 2 | 13 | 23 | -11.4 | -12.4 | 91 | 97500 | 0 | 1403 | 200 | 0 | 0 | 0 | 0 | 0 | 0 | 0 | 60 | 1.5 | 0 | 0 | 12 | 22000 | 9 | 999999999 | 0 | 0.102 | 13 | 88 | 0 | 0 | 0
23:30 | 1984 | 2 | 13 | 24 | -10.7 | -12 | 89 | 97500 | 0 | 1403 | 202 | 0 | 0 | 0 | 0 | 0 | 0 | 0 | 40 | 1.5 | 0 | 0 | 10 | 22000 | 9 | 999999999 | 0 | 0.102 | 13 | 88 | 0 | 0 | 0
0:30 | 1984 | 2 | 14 | 1 | -13.8 | -15.4 | 86 | 97600 | 0 | 1403 | 191 | 0 | 0 | 0 | 0 | 0 | 0 | 0 | 0 | 0 | 0 | 0 | 5 | 22000 | 0 | 999999099 | 0 | 0.102 | 13 | 88 | 0 | 0 | 0
1:30 | 1984 | 2 | 14 | 2 | -13.8 | -14.9 | 90 | 97600 | 0 | 1403 | 191 | 0 | 0 | 0 | 0 | 0 | 0 | 0 | 50 | 0.5 | 0 | 0 | 1.5 | 22000 | 9 | 999999999 | 0 | 0.102 | 13 | 88 | 0 | 0 | 0
2:30 | 1984 | 2 | 14 | 3 | -15.4 | -15.8 | 96 | 97500 | 0 | 1403 | 186 | 0 | 0 | 0 | 0 | 0 | 0 | 0 | 130 | 0.5 | 0 | 0 | 0.9 | 22000 | 0 | 999999099 | 0 | 0.102 | 13 | 88 | 0 | 0 | 0
3:30 | 1984 | 2 | 14 | 4 | -15.3 | -15.8 | 95 | 97500 | 0 | 1403 | 186 | 0 | 0 | 0 | 0 | 0 | 0 | 0 | 0 | 0 | 0 | 0 | 3 | 22000 | 9 | 999999999 | 0 | 0.102 | 13 | 88 | 0 | 0 | 0
4:30 | 1984 | 2 | 14 | 5 | -15.1 | -16.1 | 91 | 97500 | 0 | 1403 | 186 | 0 | 0 | 0 | 0 | 0 | 0 | 0 | 0 | 0 | 0 | 0 | 1.5 | 22000 | 9 | 999999999 | 0 | 0.102 | 13 | 88 | 0 | 0 | 0
5:30 | 1984 | 2 | 14 | 6 | -15.8 | -16.2 | 96 | 97500 | 0 | 1403 | 190 | 0 | 0 | 0 | 0 | 0 | 0 | 0 | 0 | 0 | 2 | 2 | 1.5 | 22000 | 9 | 999999999 | 0 | 0.102 | 13 | 88 | 0 | 0 | 0
6:30 | 1984 | 2 | 14 | 7 | -15.2 | -15.9 | 94 | 97500 | 0 | 1403 | 196 | 0 | 0 | 0 | 0 | 0 | 0 | 0 | 20 | 0.5 | 4 | 4 | 2.5 | 22000 | 0 | 999999099 | 0 | 0.102 | 12 | 88 | 0 | 0 | 0
7:30 | 1984 | 2 | 14 | 8 | -14.9 | -15.2 | 97 | 97600 | 31 | 1403 | 194 | 9 | 0 | 9 | 1000 | 0 | 1000 | 270 | 0 | 0 | 4 | 2 | 1.8 | 22000 | 0 | 999999099 | 0 | 0.102 | 12 | 88 | 0 | 0 | 0
8:30 | 1984 | 2 | 14 | 9 | -13.2 | -13.4 | 98 | 97600 | 223 | 1403 | 200 | 96 | 57 | 87 | 10500 | 4300 | 9700 | 1920 | 0 | 0 | 2 | 2 | 1.7 | 22000 | 0 | 999999099 | 0 | 0.102 | 12 | 88 | 0 | 0 | 0
9:30 | 1984 | 2 | 14 | 10 | -9.9 | -10.3 | 97 | 97500 | 409 | 1403 | 206 | 240 | 472 | 101 | 25200 | 40500 | 13300 | 1890 | 0 | 0 | 0 | 0 | 2 | 22000 | 0 | 999999099 | 0 | 0.102 | 12 | 88 | 0 | 0 | 0
10:30 | 1984 | 2 | 14 | 11 | -7.9 | -8.6 | 94 | 97500 | 551 | 1403 | 214 | 361 | 722 | 76 | 37700 | 68500 | 11500 | 1530 | 0 | 0 | 0 | 0 | 2.3 | 22000 | 0 | 999999099 | 0 | 0.102 | 12 | 88 | 0 | 0 | 0
11:30 | 1984 | 2 | 14 | 12 | -6.9 | -9.2 | 82 | 97500 | 640 | 1403 | 217 | 440 | 799 | 73 | 46900 | 78200 | 11000 | 1620 | 10 | 1 | 1 | 0 | 3 | 22000 | 0 | 999999099 | 0 | 0.102 | 12 | 88 | 0 | 0 | 0
12:30 | 1984 | 2 | 14 | 13 | -5.5 | -8.3 | 78 | 97400 | 668 | 1403 | 222 | 465 | 815 | 75 | 49800 | 80300 | 11200 | 1680 | 10 | 1.5 | 1 | 0 | 3.8 | 22000 | 0 | 999999099 | 0 | 0.102 | 12 | 88 | 0 | 0 | 0
13:30 | 1984 | 2 | 14 | 14 | -4.9 | -9 | 70 | 97400 | 635 | 1403 | 224 | 435 | 796 | 73 | 46400 | 77800 | 11000 | 1610 | 340 | 1.5 | 1 | 0 | 6 | 22000 | 0 | 999999919 | 0 | 0.102 | 12 | 88 | 0 | 0 | 0
14:30 | 1984 | 2 | 14 | 15 | -3.5 | -9.6 | 59 | 97300 | 541 | 1403 | 232 | 352 | 711 | 77 | 37500 | 67200 | 11600 | 1550 | 40 | 2.1 | 1 | 1 | 8 | 22000 | 9 | 999999999 | 0 | 0.102 | 12 | 88 | 0 | 0 | 0
15:30 | 1984 | 2 | 14 | 16 | -4 | -9.3 | 63 | 97300 | 395 | 1403 | 226 | 227 | 534 | 76 | 23500 | 45800 | 11200 | 1400 | 30 | 2.1 | 1 | 0 | 9 | 22000 | 9 | 999999999 | 0 | 0.102 | 12 | 88 | 0 | 0 | 0
16:30 | 1984 | 2 | 14 | 17 | -5.2 | -9.4 | 69 | 97300 | 205 | 1403 | 230 | 84 | 197 | 55 | 8900 | 11800 | 6800 | 1030 | 20 | 2.1 | 2 | 2 | 8 | 22000 | 9 | 999999999 | 0 | 0.102 | 12 | 88 | 0 | 0 | 0
17:30 | 1984 | 2 | 14 | 18 | -6.2 | -9.9 | 72 | 97300 | 22 | 1403 | 223 | 6 | 0 | 6 | 700 | 0 | 700 | 210 | 30 | 2.1 | 1 | 1 | 6 | 22000 | 0 | 999999919 | 0 | 0.102 | 12 | 88 | 0 | 0 | 0
18:30 | 1984 | 2 | 14 | 19 | -8.9 | -11.2 | 82 | 97400 | 0 | 1403 | 209 | 0 | 0 | 0 | 0 | 0 | 0 | 0 | 90 | 0.5 | 1 | 0 | 6 | 22000 | 0 | 999999099 | 0 | 0.102 | 11 | 88 | 0 | 0 | 0
19:30 | 1984 | 2 | 14 | 20 | -9.5 | -10.9 | 88 | 97400 | 0 | 1403 | 211 | 0 | 0 | 0 | 0 | 0 | 0 | 0 | 0 | 0 | 4 | 1 | 15 | 22000 | 9 | 999999999 | 0 | 0.102 | 11 | 88 | 0 | 0 | 0
20:30 | 1984 | 2 | 14 | 21 | -10.6 | -11.6 | 91 | 97500 | 0 | 1403 | 203 | 0 | 0 | 0 | 0 | 0 | 0 | 0 | 0 | 0 | 4 | 0 | 12 | 22000 | 9 | 999999999 | 0 | 0.102 | 11 | 88 | 0 | 0 | 0
21:30 | 1984 | 2 | 14 | 22 | -9.3 | -10.1 | 93 | 97400 | 0 | 1403 | 221 | 0 | 0 | 0 | 0 | 0 | 0 | 0 | 160 | 1 | 10 | 5 | 12 | 6600 | 9 | 999999999 | 0 | 0.102 | 11 | 88 | 0 | 0 | 0
22:30 | 1984 | 2 | 14 | 23 | -8.2 | -9.2 | 92 | 97400 | 0 | 1403 | 245 | 0 | 0 | 0 | 0 | 0 | 0 | 0 | 160 | 1 | 10 | 10 | 4.5 | 3900 | 0 | 999099999 | 0 | 0.102 | 11 | 88 | 0 | 0 | 0
23:30 | 1984 | 2 | 14 | 24 | -7.8 | -8.3 | 96 | 97400 | 0 | 1403 | 248 | 0 | 0 | 0 | 0 | 0 | 0 | 0 | 0 | 0 | 10 | 10 | 4.3 | 3600 | 0 | 999099999 | 0 | 0.102 | 11 | 88 | 0 | 0 | 0
0:30 | 1984 | 2 | 15 | 1 | -7.7 | -8.3 | 95 | 97400 | 0 | 1402 | 248 | 0 | 0 | 0 | 0 | 0 | 0 | 0 | 0 | 0 | 10 | 10 | 2.5 | 2400 | 0 | 999099999 | 0 | 0.102 | 11 | 88 | 0 | 0 | 0
1:30 | 1984 | 2 | 15 | 2 | -7.8 | -8.8 | 92 | 97400 | 0 | 1402 | 232 | 0 | 0 | 0 | 0 | 0 | 0 | 0 | 0 | 0 | 7 | 7 | 3 | 3300 | 0 | 999099999 | 0 | 0.102 | 11 | 88 | 0 | 0 | 0
2:30 | 1984 | 2 | 15 | 3 | -9 | -9.4 | 97 | 97400 | 0 | 1402 | 224 | 0 | 0 | 0 | 0 | 0 | 0 | 0 | 170 | 0.5 | 6 | 6 | 1.4 | 3300 | 9 | 999999999 | 0 | 0.102 | 11 | 88 | 0 | 0 | 0
3:30 | 1984 | 2 | 15 | 4 | -11.7 | -12.3 | 95 | 97400 | 0 | 1402 | 230 | 0 | 0 | 0 | 0 | 0 | 0 | 0 | 10 | 0.5 | 10 | 10 | 0 | 15 | 0 | 999999599 | 0 | 0.102 | 11 | 88 | 0 | 0 | 0
4:30 | 1984 | 2 | 15 | 5 | -10.6 | -11 | 96 | 97400 | 0 | 1402 | 235 | 0 | 0 | 0 | 0 | 0 | 0 | 0 | 70 | 0.5 | 10 | 10 | 0.1 | 15 | 0 | 999999599 | 0 | 0.102 | 11 | 88 | 0 | 0 | 0
5:30 | 1984 | 2 | 15 | 6 | -9 | -9.4 | 97 | 97400 | 0 | 1402 | 242 | 0 | 0 | 0 | 0 | 0 | 0 | 0 | 0 | 0 | 10 | 10 | 0.5 | 60 | 0 | 999999599 | 0 | 0.102 | 11 | 88 | 0 | 0 | 0
6:30 | 1984 | 2 | 15 | 7 | -8.7 | -9.4 | 94 | 97400 | 0 | 1402 | 243 | 0 | 0 | 0 | 0 | 0 | 0 | 0 | 80 | 0.5 | 10 | 10 | 1.2 | 90 | 0 | 999099999 | 0 | 0.102 | 12 | 88 | 0 | 0 | 0
7:30 | 1984 | 2 | 15 | 8 | -8.3 | -9.4 | 91 | 97400 | 35 | 1402 | 238 | 5 | 0 | 5 | 600 | 0 | 600 | 170 | 0 | 0 | 9 | 9 | 2 | 180 | 0 | 999099999 | 0 | 0.102 | 12 | 88 | 0 | 0 | 0
8:30 | 1984 | 2 | 15 | 9 | -8 | -8.9 | 92 | 97400 | 229 | 1402 | 240 | 49 | 0 | 49 | 5500 | 0 | 5500 | 1740 | 100 | 2.6 | 9 | 9 | 2 | 120 | 9 | 999999999 | 0 | 0.102 | 12 | 88 | 0 | 0 | 0
9:30 | 1984 | 2 | 15 | 10 | -7.9 | -8.9 | 92 | 97400 | 416 | 1402 | 229 | 193 | 247 | 120 | 20500 | 21500 | 14200 | 2380 | 70 | 2.6 | 6 | 6 | 2.3 | 120 | 0 | 999999099 | 0 | 0.102 | 12 | 88 | 0 | 0 | 0
10:30 | 1984 | 2 | 15 | 11 | -6.9 | -8.6 | 86 | 97400 | 558 | 1402 | 235 | 241 | 127 | 190 | 26200 | 12200 | 21700 | 4450 | 80 | 1.5 | 7 | 7 | 3 | 210 | 0 | 999999099 | 0 | 0.102 | 12 | 88 | 0 | 0 | 0
11:30 | 1984 | 2 | 15 | 12 | -6.6 | -8.3 | 86 | 97400 | 647 | 1402 | 236 | 293 | 154 | 221 | 31900 | 15100 | 25200 | 5380 | 70 | 2.1 | 7 | 7 | 4 | 270 | 0 | 999999099 | 0 | 0.102 | 12 | 88 | 0 | 0 | 0
12:30 | 1984 | 2 | 15 | 13 | -5.3 | -7.3 | 84 | 97300 | 675 | 1402 | 239 | 372 | 313 | 221 | 39700 | 31200 | 25400 | 4980 | 70 | 2.1 | 6 | 6 | 4.5 | 330 | 0 | 999999099 | 0 | 0.102 | 12 | 88 | 0 | 0 | 0
13:30 | 1984 | 2 | 15 | 14 | -5.1 | -8 | 78 | 97300 | 642 | 1402 | 242 | 289 | 139 | 226 | 31500 | 13600 | 25600 | 5470 | 80 | 1.5 | 7 | 7 | 4 | 600 | 0 | 999999099 | 0 | 0.102 | 12 | 88 | 0 | 0 | 0
14:30 | 1984 | 2 | 15 | 15 | -4.9 | -7.1 | 83 | 97200 | 548 | 1402 | 253 | 171 | 28 | 160 | 18800 | 2600 | 18100 | 4510 | 10 | 2.1 | 9 | 9 | 3 | 600 | 0 | 999999099 | 0 | 0.102 | 12 | 88 | 0 | 0 | 0
15:30 | 1984 | 2 | 15 | 16 | -4.8 | -9.1 | 69 | 97200 | 402 | 1402 | 242 | 153 | 83 | 129 | 16800 | 7400 | 14500 | 3300 | 60 | 2.1 | 7 | 7 | 4 | 600 | 0 | 999999099 | 0 | 0.102 | 12 | 88 | 0 | 0 | 0
16:30 | 1984 | 2 | 15 | 17 | -5.9 | -9 | 76 | 97300 | 212 | 1402 | 224 | 90 | 217 | 57 | 9300 | 13700 | 7600 | 1040 | 70 | 2.1 | 1 | 1 | 4 | 22000 | 0 | 999999919 | 0 | 0.102 | 12 | 88 | 0 | 0 | 0
17:30 | 1984 | 2 | 15 | 18 | -8.6 | -10.8 | 82 | 97300 | 25 | 1402 | 210 | 7 | 0 | 7 | 800 | 0 | 800 | 230 | 90 | 1 | 0 | 0 | 4 | 22000 | 0 | 999999099 | 0 | 0.102 | 12 | 88 | 0 | 0 | 0
18:30 | 1984 | 2 | 15 | 19 | -9 | -11.7 | 79 | 97300 | 0 | 1402 | 212 | 0 | 0 | 0 | 0 | 0 | 0 | 0 | 100 | 0.5 | 1 | 1 | 4 | 22000 | 0 | 999999099 | 0 | 0.102 | 12 | 88 | 0 | 0 | 0
19:30 | 1984 | 2 | 15 | 20 | -9.1 | -9.8 | 94 | 97300 | 0 | 1402 | 235 | 0 | 0 | 0 | 0 | 0 | 0 | 0 | 0 | 0 | 9 | 9 | 4 | 1800 | 0 | 999999099 | 0 | 0.102 | 12 | 88 | 0 | 0 | 0
20:30 | 1984 | 2 | 15 | 21 | -9.4 | -10.2 | 93 | 97300 | 0 | 1402 | 233 | 0 | 0 | 0 | 0 | 0 | 0 | 0 | 0 | 0 | 9 | 9 | 4 | 2100 | 0 | 999999099 | 0 | 0.102 | 12 | 88 | 0 | 0 | 0
21:30 | 1984 | 2 | 15 | 22 | -10.3 | -11.6 | 89 | 97300 | 0 | 1402 | 216 | 0 | 0 | 0 | 0 | 0 | 0 | 0 | 0 | 0 | 5 | 5 | 3.5 | 22000 | 0 | 999999099 | 0 | 0.102 | 12 | 88 | 0 | 0 | 0
22:30 | 1984 | 2 | 15 | 23 | -9.1 | -9.7 | 95 | 97300 | 0 | 1402 | 235 | 0 | 0 | 0 | 0 | 0 | 0 | 0 | 140 | 1.5 | 9 | 9 | 4 | 2400 | 0 | 999999099 | 0 | 0.102 | 12 | 88 | 0 | 0 | 0
23:30 | 1984 | 2 | 15 | 24 | -9.7 | -10.3 | 95 | 97300 | 0 | 1402 | 214 | 0 | 0 | 0 | 0 | 0 | 0 | 0 | 0 | 0 | 2 | 2 | 4 | 22000 | 0 | 999099999 | 0 | 0.102 | 12 | 88 | 0 | 0 | 0
0:30 | 1984 | 2 | 16 | 1 | -11.7 | -13.1 | 88 | 97300 | 0 | 1401 | 199 | 0 | 0 | 0 | 0 | 0 | 0 | 0 | 0 | 0 | 0 | 0 | 4 | 22000 | 9 | 999999999 | 0 | 0.103 | 12 | 88 | 0 | 0 | 0
1:30 | 1984 | 2 | 16 | 2 | -11.6 | -13.4 | 85 | 97300 | 0 | 1401 | 215 | 0 | 0 | 0 | 0 | 0 | 0 | 0 | 0 | 0 | 7 | 7 | 3.5 | 3000 | 0 | 999699999 | 0 | 0.103 | 12 | 88 | 0 | 0 | 0
2:30 | 1984 | 2 | 16 | 3 | -10.1 | -12 | 84 | 97200 | 0 | 1401 | 229 | 0 | 0 | 0 | 0 | 0 | 0 | 0 | 0 | 0 | 9 | 9 | 3.9 | 960 | 0 | 999699999 | 0 | 0.103 | 12 | 88 | 0 | 0 | 0
3:30 | 1984 | 2 | 16 | 4 | -9.1 | -10.2 | 91 | 97200 | 0 | 1401 | 234 | 0 | 0 | 0 | 0 | 0 | 0 | 0 | 0 | 0 | 10 | 9 | 3.5 | 1350 | 0 | 999699999 | 0 | 0.103 | 12 | 88 | 0 | 0 | 0
4:30 | 1984 | 2 | 16 | 5 | -8.8 | -10.1 | 89 | 97100 | 0 | 1401 | 236 | 0 | 0 | 0 | 0 | 0 | 0 | 0 | 0 | 0 | 9 | 9 | 4 | 1200 | 0 | 999099999 | 0 | 0.103 | 12 | 88 | 0 | 0 | 0
5:30 | 1984 | 2 | 16 | 6 | -8.7 | -10 | 89 | 97100 | 0 | 1401 | 243 | 0 | 0 | 0 | 0 | 0 | 0 | 0 | 110 | 0.5 | 10 | 10 | 4.5 | 900 | 0 | 999099999 | 0 | 0.103 | 12 | 88 | 0 | 0 | 0
6:30 | 1984 | 2 | 16 | 7 | -8.7 | -9.4 | 94 | 97100 | 0 | 1401 | 237 | 0 | 0 | 0 | 0 | 0 | 0 | 0 | 110 | 0.5 | 9 | 9 | 4.5 | 900 | 0 | 999099999 | 0 | 0.103 | 12 | 88 | 0 | 0 | 0
7:30 | 1984 | 2 | 16 | 8 | -8.6 | -9.3 | 94 | 97100 | 38 | 1401 | 244 | 3 | 0 | 3 | 300 | 0 | 300 | 110 | 120 | 0.5 | 10 | 10 | 2.5 | 300 | 9 | 999999999 | 0 | 0.103 | 12 | 88 | 0 | 0 | 0
8:30 | 1984 | 2 | 16 | 9 | -8.1 | -8.8 | 94 | 97100 | 236 | 1401 | 231 | 69 | 86 | 55 | 7700 | 6100 | 6500 | 1170 | 90 | 0.5 | 7 | 7 | 2.5 | 210 | 0 | 999999099 | 0 | 0.103 | 12 | 88 | 0 | 0 | 0
9:30 | 1984 | 2 | 16 | 10 | -7.4 | -8.3 | 92 | 97100 | 423 | 1401 | 231 | 197 | 249 | 122 | 21000 | 21800 | 14500 | 2430 | 50 | 0.5 | 6 | 6 | 2.5 | 180 | 0 | 999999099 | 0 | 0.103 | 12 | 88 | 0 | 0 | 0
10:30 | 1984 | 2 | 16 | 11 | -8.4 | -8.7 | 97 | 97100 | 565 | 1401 | 245 | 93 | 0 | 93 | 11000 | 0 | 11000 | 4070 | 360 | 2.1 | 10 | 10 | 0.1 | 30 | 0 | 999999599 | 0 | 0.103 | 12 | 88 | 0 | 0 | 0
11:30 | 1984 | 2 | 16 | 12 | -7.8 | -8.4 | 95 | 97100 | 654 | 1401 | 248 | 113 | 0 | 113 | 13400 | 0 | 13400 | 5060 | 10 | 1.5 | 10 | 10 | 0.8 | 60 | 0 | 999999599 | 0 | 0.103 | 12 | 88 | 0 | 0 | 0
12:30 | 1984 | 2 | 16 | 13 | -7 | -7.5 | 96 | 97000 | 682 | 1401 | 229 | 453 | 541 | 188 | 47700 | 52700 | 23400 | 3960 | 340 | 1 | 4 | 4 | 1.5 | 22000 | 0 | 999999099 | 0 | 0.103 | 12 | 88 | 0 | 0 | 0
13:30 | 1984 | 2 | 16 | 14 | -5.9 | -7.6 | 86 | 97000 | 649 | 1401 | 226 | 446 | 786 | 81 | 47300 | 76800 | 12000 | 1740 | 310 | 1 | 1 | 1 | 2.8 | 22000 | 0 | 999999099 | 0 | 0.103 | 12 | 88 | 0 | 0 | 0
14:30 | 1984 | 2 | 16 | 15 | -5.1 | -8.4 | 75 | 96900 | 555 | 1401 | 235 | 345 | 552 | 125 | 36900 | 51800 | 16500 | 2420 | 20 | 1 | 4 | 4 | 3.2 | 22000 | 0 | 999999099 | 0 | 0.103 | 12 | 88 | 0 | 0 | 0
15:30 | 1984 | 2 | 16 | 16 | -5.1 | -8.8 | 73 | 96900 | 409 | 1401 | 238 | 188 | 219 | 124 | 19900 | 18900 | 14700 | 2490 | 20 | 1 | 6 | 6 | 3.7 | 660 | 0 | 999999099 | 0 | 0.103 | 12 | 88 | 0 | 0 | 0
16:30 | 1984 | 2 | 16 | 17 | -5.6 | -8.9 | 75 | 96900 | 218 | 1401 | 239 | 62 | 25 | 58 | 6800 | 1800 | 6600 | 1420 | 30 | 1 | 7 | 7 | 3.2 | 720 | 0 | 999999919 | 0 | 0.103 | 12 | 88 | 0 | 0 | 0
17:30 | 1984 | 2 | 16 | 18 | -6 | -9.4 | 74 | 97000 | 28 | 1401 | 246 | 4 | 0 | 4 | 500 | 0 | 500 | 140 | 60 | 1 | 9 | 9 | 3.5 | 720 | 0 | 999999919 | 0 | 0.103 | 12 | 88 | 0 | 0 | 0
18:30 | 1984 | 2 | 16 | 19 | -6.4 | -9.7 | 75 | 97000 | 0 | 1401 | 245 | 0 | 0 | 0 | 0 | 0 | 0 | 0 | 60 | 1 | 9 | 9 | 4.7 | 690 | 0 | 999999919 | 0 | 0.103 | 11 | 88 | 0 | 0 | 0
19:30 | 1984 | 2 | 16 | 20 | -6.5 | -10.1 | 73 | 97000 | 0 | 1401 | 244 | 0 | 0 | 0 | 0 | 0 | 0 | 0 | 80 | 1.5 | 9 | 9 | 4.5 | 750 | 0 | 999999919 | 0 | 0.103 | 11 | 88 | 0 | 0 | 0
20:30 | 1984 | 2 | 16 | 21 | -7.2 | -10.1 | 78 | 97100 | 0 | 1401 | 241 | 0 | 0 | 0 | 0 | 0 | 0 | 0 | 110 | 1 | 9 | 9 | 4 | 750 | 0 | 999999099 | 0 | 0.103 | 11 | 88 | 0 | 0 | 0
21:30 | 1984 | 2 | 16 | 22 | -7.9 | -11.2 | 75 | 97100 | 0 | 1401 | 238 | 0 | 0 | 0 | 0 | 0 | 0 | 0 | 90 | 1 | 9 | 9 | 4 | 750 | 0 | 999999919 | 0 | 0.103 | 11 | 88 | 0 | 0 | 0
22:30 | 1984 | 2 | 16 | 23 | -8.7 | -11.6 | 77 | 97100 | 0 | 1401 | 220 | 0 | 0 | 0 | 0 | 0 | 0 | 0 | 100 | 1 | 4 | 4 | 4 | 22000 | 0 | 999999919 | 0 | 0.103 | 11 | 88 | 0 | 0 | 0
23:30 | 1984 | 2 | 16 | 24 | -10.9 | -12.9 | 84 | 97100 | 0 | 1401 | 201 | 0 | 0 | 0 | 0 | 0 | 0 | 0 | 150 | 1.5 | 0 | 0 | 3.7 | 22000 | 0 | 999999099 | 0 | 0.103 | 11 | 88 | 0 | 0 | 0
0:30 | 1984 | 2 | 17 | 1 | -12.1 | -13.6 | 87 | 97200 | 0 | 1401 | 197 | 0 | 0 | 0 | 0 | 0 | 0 | 0 | 150 | 0.5 | 0 | 0 | 3.7 | 22000 | 0 | 999999099 | 0 | 0.104 | 11 | 88 | 0 | 0 | 0
1:30 | 1984 | 2 | 17 | 2 | -12.9 | -13.4 | 96 | 97200 | 0 | 1401 | 208 | 0 | 0 | 0 | 0 | 0 | 0 | 0 | 120 | 0.5 | 6 | 6 | 3.5 | 540 | 0 | 999999099 | 0 | 0.104 | 11 | 88 | 0 | 0 | 0
2:30 | 1984 | 2 | 17 | 3 | -12.1 | -12.4 | 97 | 97100 | 0 | 1401 | 210 | 0 | 0 | 0 | 0 | 0 | 0 | 0 | 100 | 0.5 | 5 | 5 | 3.7 | 22000 | 0 | 999999099 | 0 | 0.104 | 11 | 88 | 0 | 0 | 0
3:30 | 1984 | 2 | 17 | 4 | -12.7 | -13.3 | 95 | 97100 | 0 | 1401 | 209 | 0 | 0 | 0 | 0 | 0 | 0 | 0 | 100 | 0.5 | 6 | 6 | 3.3 | 510 | 0 | 999999099 | 0 | 0.104 | 11 | 88 | 0 | 0 | 0
4:30 | 1984 | 2 | 17 | 5 | -13.6 | -14.5 | 92 | 97100 | 0 | 1401 | 202 | 0 | 0 | 0 | 0 | 0 | 0 | 0 | 100 | 0.5 | 4 | 4 | 2 | 22000 | 9 | 999999999 | 0 | 0.104 | 11 | 88 | 0 | 0 | 0
5:30 | 1984 | 2 | 17 | 6 | -13.1 | -13.6 | 96 | 97100 | 0 | 1401 | 207 | 0 | 0 | 0 | 0 | 0 | 0 | 0 | 100 | 0.5 | 6 | 6 | 2.3 | 450 | 9 | 999999999 | 0 | 0.104 | 11 | 88 | 0 | 0 | 0
6:30 | 1984 | 2 | 17 | 7 | -11.7 | -13.1 | 88 | 97100 | 0 | 1401 | 223 | 0 | 0 | 0 | 0 | 0 | 0 | 0 | 90 | 0.5 | 9 | 9 | 3.3 | 450 | 0 | 999999099 | 0 | 0.104 | 12 | 88 | 0 | 0 | 0
7:30 | 1984 | 2 | 17 | 8 | -10.4 | -11.3 | 92 | 97100 | 42 | 1401 | 235 | 3 | 0 | 3 | 400 | 0 | 400 | 120 | 120 | 0.5 | 10 | 10 | 2.8 | 450 | 0 | 999999099 | 0 | 0.104 | 12 | 88 | 0 | 0 | 0
8:30 | 1984 | 2 | 17 | 9 | -8.7 | -10.2 | 88 | 97000 | 243 | 1401 | 243 | 28 | 0 | 28 | 3300 | 0 | 3300 | 1110 | 30 | 1 | 10 | 10 | 3 | 450 | 0 | 999999099 | 0 | 0.104 | 12 | 88 | 0 | 0 | 0
9:30 | 1984 | 2 | 17 | 10 | -8.6 | -10.4 | 85 | 97000 | 430 | 1401 | 236 | 122 | 9 | 120 | 13700 | 500 | 13500 | 4350 | 320 | 1 | 9 | 9 | 2.5 | 480 | 0 | 999999099 | 0 | 0.104 | 12 | 88 | 0 | 0 | 0
10:30 | 1984 | 2 | 17 | 11 | -7.6 | -9.6 | 84 | 97000 | 572 | 1401 | 214 | 380 | 563 | 149 | 40000 | 53200 | 18900 | 2940 | 10 | 1 | 0 | 0 | 2.5 | 22000 | 0 | 999999099 | 0 | 0.104 | 12 | 88 | 0 | 0 | 0
11:30 | 1984 | 2 | 17 | 12 | -6.4 | -9.3 | 78 | 97000 | 661 | 1401 | 218 | 460 | 814 | 74 | 49200 | 80100 | 11000 | 1650 | 360 | 1.5 | 0 | 0 | 3 | 22000 | 0 | 999999099 | 0 | 0.104 | 12 | 88 | 0 | 0 | 0
12:30 | 1984 | 2 | 17 | 13 | -5.5 | -9.3 | 72 | 96900 | 689 | 1401 | 221 | 485 | 830 | 75 | 52200 | 82200 | 11100 | 1710 | 10 | 2.1 | 0 | 0 | 3.3 | 22000 | 0 | 999999919 | 0 | 0.104 | 12 | 88 | 0 | 0 | 0
13:30 | 1984 | 2 | 17 | 14 | -4.9 | -8.2 | 75 | 96800 | 656 | 1401 | 224 | 454 | 809 | 74 | 48600 | 79500 | 11000 | 1650 | 10 | 2.6 | 0 | 0 | 2.5 | 22000 | 0 | 999999919 | 0 | 0.104 | 12 | 88 | 0 | 0 | 0
14:30 | 1984 | 2 | 17 | 15 | -3.8 | -8.6 | 66 | 96800 | 562 | 1401 | 228 | 370 | 728 | 77 | 38700 | 69400 | 11500 | 1550 | 40 | 2.6 | 0 | 0 | 3 | 22000 | 0 | 999999919 | 0 | 0.104 | 12 | 88 | 0 | 0 | 0
15:30 | 1984 | 2 | 17 | 16 | -4.4 | -8 | 73 | 96800 | 415 | 1401 | 226 | 243 | 555 | 78 | 25300 | 48400 | 11500 | 1450 | 40 | 2.6 | 0 | 0 | 3.5 | 22000 | 0 | 999999919 | 0 | 0.104 | 12 | 88 | 0 | 0 | 0
16:30 | 1984 | 2 | 17 | 17 | -5.4 | -8.8 | 74 | 96800 | 225 | 1401 | 222 | 98 | 236 | 60 | 10200 | 15400 | 8000 | 1100 | 50 | 2.1 | 0 | 0 | 3.5 | 22000 | 0 | 999999919 | 0 | 0.104 | 12 | 88 | 0 | 0 | 0
17:30 | 1984 | 2 | 17 | 18 | -6.4 | -9.3 | 78 | 96900 | 31 | 1401 | 218 | 9 | 0 | 9 | 1000 | 0 | 1000 | 280 | 40 | 1.5 | 0 | 0 | 3 | 22000 | 0 | 999999099 | 0 | 0.104 | 12 | 88 | 0 | 0 | 0
18:30 | 1984 | 2 | 17 | 19 | -9.6 | -11.6 | 84 | 97000 | 0 | 1401 | 206 | 0 | 0 | 0 | 0 | 0 | 0 | 0 | 70 | 1.5 | 0 | 0 | 3.5 | 22000 | 0 | 999999099 | 0 | 0.104 | 11 | 88 | 0 | 0 | 0
19:30 | 1984 | 2 | 17 | 20 | -11 | -11.9 | 92 | 97000 | 0 | 1401 | 202 | 0 | 0 | 0 | 0 | 0 | 0 | 0 | 70 | 0.5 | 0 | 0 | 3 | 22000 | 0 | 999999099 | 0 | 0.104 | 11 | 88 | 0 | 0 | 0
20:30 | 1984 | 2 | 17 | 21 | -12.3 | -12.9 | 95 | 97000 | 0 | 1401 | 197 | 0 | 0 | 0 | 0 | 0 | 0 | 0 | 0 | 0 | 0 | 0 | 2 | 22000 | 0 | 999999099 | 0 | 0.104 | 11 | 88 | 0 | 0 | 0
21:30 | 1984 | 2 | 17 | 22 | -12.3 | -12.9 | 95 | 97000 | 0 | 1401 | 197 | 0 | 0 | 0 | 0 | 0 | 0 | 0 | 0 | 0 | 0 | 0 | 1.5 | 22000 | 9 | 999999999 | 0 | 0.104 | 11 | 88 | 0 | 0 | 0
22:30 | 1984 | 2 | 17 | 23 | -13.2 | -13.4 | 98 | 97100 | 0 | 1401 | 194 | 0 | 0 | 0 | 0 | 0 | 0 | 0 | 0 | 0 | 0 | 0 | 0.5 | 22000 | 0 | 999999099 | 0 | 0.104 | 11 | 88 | 0 | 0 | 0
23:30 | 1984 | 2 | 17 | 24 | -13.5 | -13.7 | 98 | 97100 | 0 | 1401 | 193 | 0 | 0 | 0 | 0 | 0 | 0 | 0 | 0 | 0 | 0 | 0 | 0.9 | 22000 | 0 | 999999099 | 0 | 0.104 | 11 | 88 | 0 | 0 | 0
0:30 | 1984 | 2 | 18 | 1 | -14.5 | -15.2 | 94 | 97100 | 0 | 1400 | 189 | 0 | 0 | 0 | 0 | 0 | 0 | 0 | 0 | 0 | 0 | 0 | 0.9 | 22000 | 0 | 999999099 | 0 | 0.105 | 11 | 88 | 0 | 0 | 0
1:30 | 1984 | 2 | 18 | 2 | -15.5 | -16.2 | 94 | 97100 | 0 | 1400 | 185 | 0 | 0 | 0 | 0 | 0 | 0 | 0 | 110 | 1.5 | 0 | 0 | 1.5 | 22000 | 0 | 999999099 | 0 | 0.105 | 11 | 88 | 0 | 0 | 0
2:30 | 1984 | 2 | 18 | 3 | -15 | -15.7 | 94 | 97100 | 0 | 1400 | 187 | 0 | 0 | 0 | 0 | 0 | 0 | 0 | 0 | 0 | 0 | 0 | 2 | 22000 | 0 | 999999099 | 0 | 0.105 | 11 | 88 | 0 | 0 | 0
3:30 | 1984 | 2 | 18 | 4 | -15.3 | -16 | 94 | 97000 | 0 | 1400 | 186 | 0 | 0 | 0 | 0 | 0 | 0 | 0 | 140 | 0.5 | 0 | 0 | 2.5 | 22000 | 0 | 999999099 | 0 | 0.105 | 11 | 88 | 0 | 0 | 0
4:30 | 1984 | 2 | 18 | 5 | -16.1 | -16.3 | 98 | 97100 | 0 | 1400 | 183 | 0 | 0 | 0 | 0 | 0 | 0 | 0 | 0 | 0 | 0 | 0 | 0.9 | 22000 | 0 | 999999099 | 0 | 0.105 | 11 | 88 | 0 | 0 | 0
5:30 | 1984 | 2 | 18 | 6 | -15.2 | -15.4 | 98 | 97000 | 0 | 1400 | 186 | 0 | 0 | 0 | 0 | 0 | 0 | 0 | 0 | 0 | 0 | 0 | 0.1 | 22000 | 0 | 999999099 | 0 | 0.105 | 11 | 88 | 0 | 0 | 0
6:30 | 1984 | 2 | 18 | 7 | -16.1 | -16.3 | 98 | 97100 | 0 | 1400 | 198 | 0 | 0 | 0 | 0 | 0 | 0 | 0 | 0 | 0 | 7 | 7 | 1.5 | 30 | 0 | 999999099 | 0 | 0.105 | 11 | 88 | 0 | 0 | 0
7:30 | 1984 | 2 | 18 | 8 | -13.6 | -14.9 | 89 | 97000 | 46 | 1400 | 221 | 3 | 0 | 3 | 400 | 0 | 400 | 130 | 170 | 1 | 10 | 10 | 2 | 60 | 0 | 999999099 | 0 | 0.105 | 11 | 88 | 0 | 0 | 0
8:30 | 1984 | 2 | 18 | 9 | -11.8 | -13.4 | 87 | 97000 | 250 | 1400 | 222 | 55 | 0 | 55 | 6200 | 0 | 6300 | 1980 | 0 | 0 | 9 | 9 | 1.6 | 60 | 0 | 999999099 | 0 | 0.105 | 11 | 88 | 0 | 0 | 0
9:30 | 1984 | 2 | 18 | 10 | -10 | -10.8 | 93 | 96900 | 437 | 1400 | 237 | 66 | 0 | 66 | 7700 | 0 | 7700 | 2750 | 150 | 0.5 | 10 | 10 | 0.4 | 30 | 0 | 999999599 | 0 | 0.105 | 11 | 88 | 0 | 0 | 0
10:30 | 1984 | 2 | 18 | 11 | -9.8 | -10.6 | 93 | 96900 | 580 | 1400 | 221 | 305 | 247 | 202 | 33100 | 23900 | 23000 | 4780 | 20 | 1.5 | 6 | 6 | 0.8 | 120 | 0 | 999999099 | 0 | 0.105 | 11 | 88 | 0 | 0 | 0
11:30 | 1984 | 2 | 18 | 12 | -9.8 | -11 | 90 | 96900 | 668 | 1400 | 213 | 459 | 622 | 160 | 48900 | 60900 | 20400 | 3300 | 20 | 1.5 | 2 | 2 | 0.8 | 22000 | 0 | 999999099 | 0 | 0.105 | 11 | 88 | 0 | 0 | 0
12:30 | 1984 | 2 | 18 | 13 | -8.8 | -9.9 | 91 | 96800 | 696 | 1400 | 210 | 492 | 820 | 83 | 52400 | 81000 | 12100 | 1840 | 20 | 2.1 | 0 | 0 | 0.8 | 22000 | 0 | 999999099 | 0 | 0.105 | 11 | 88 | 0 | 0 | 0
13:30 | 1984 | 2 | 18 | 14 | -7.8 | -9.9 | 83 | 96700 | 663 | 1400 | 213 | 461 | 815 | 74 | 49400 | 80200 | 11000 | 1660 | 20 | 2.6 | 0 | 0 | 2.1 | 22000 | 9 | 999999999 | 0 | 0.105 | 11 | 88 | 0 | 0 | 0
14:30 | 1984 | 2 | 18 | 15 | -6.8 | -9.9 | 76 | 96600 | 569 | 1400 | 217 | 377 | 735 | 77 | 39400 | 70200 | 11500 | 1560 | 20 | 2.6 | 0 | 0 | 2 | 22000 | 0 | 999999919 | 0 | 0.105 | 11 | 88 | 0 | 0 | 0
15:30 | 1984 | 2 | 18 | 16 | -6.4 | -9.3 | 78 | 96600 | 422 | 1400 | 218 | 249 | 564 | 78 | 25900 | 49500 | 11500 | 1460 | 30 | 2.1 | 0 | 0 | 2.3 | 22000 | 0 | 999999099 | 0 | 0.105 | 11 | 88 | 0 | 0 | 0
16:30 | 1984 | 2 | 18 | 17 | -7.1 | -9.7 | 80 | 96600 | 232 | 1400 | 216 | 103 | 245 | 62 | 10600 | 16300 | 8200 | 1130 | 40 | 2.6 | 0 | 0 | 2.1 | 22000 | 0 | 999999099 | 0 | 0.105 | 11 | 88 | 0 | 0 | 0
17:30 | 1984 | 2 | 18 | 18 | -7.9 | -9.9 | 84 | 96600 | 35 | 1400 | 213 | 10 | 0 | 10 | 1100 | 0 | 1100 | 310 | 60 | 2.6 | 0 | 0 | 2 | 22000 | 0 | 999999099 | 0 | 0.105 | 11 | 88 | 0 | 0 | 0
18:30 | 1984 | 2 | 18 | 19 | -10.5 | -12.6 | 83 | 96600 | 0 | 1400 | 203 | 0 | 0 | 0 | 0 | 0 | 0 | 0 | 80 | 1 | 0 | 0 | 2.3 | 22000 | 0 | 999999099 | 0 | 0.105 | 11 | 88 | 0 | 0 | 0
19:30 | 1984 | 2 | 18 | 20 | -10.8 | -12.4 | 87 | 96600 | 0 | 1400 | 202 | 0 | 0 | 0 | 0 | 0 | 0 | 0 | 80 | 0.5 | 0 | 0 | 1.8 | 22000 | 9 | 999999999 | 0 | 0.105 | 11 | 88 | 0 | 0 | 0
20:30 | 1984 | 2 | 18 | 21 | -11.6 | -13 | 88 | 96600 | 0 | 1400 | 213 | 0 | 0 | 0 | 0 | 0 | 0 | 0 | 120 | 1 | 6 | 6 | 1.2 | 480 | 9 | 999999999 | 0 | 0.105 | 11 | 88 | 0 | 0 | 0
21:30 | 1984 | 2 | 18 | 22 | -9.1 | -9.9 | 93 | 96500 | 0 | 1400 | 241 | 0 | 0 | 0 | 0 | 0 | 0 | 0 | 130 | 0.5 | 10 | 10 | 2.2 | 390 | 0 | 999999099 | 0 | 0.105 | 11 | 88 | 0 | 0 | 0
22:30 | 1984 | 2 | 18 | 23 | -8.5 | -9.3 | 93 | 96400 | 0 | 1400 | 244 | 0 | 0 | 0 | 0 | 0 | 0 | 0 | 0 | 0 | 10 | 10 | 2.5 | 330 | 0 | 999999099 | 0 | 0.105 | 11 | 88 | 0 | 0 | 0
23:30 | 1984 | 2 | 18 | 24 | -8.3 | -9.3 | 92 | 96300 | 0 | 1400 | 245 | 0 | 0 | 0 | 0 | 0 | 0 | 0 | 20 | 0.5 | 10 | 10 | 2.5 | 330 | 0 | 999999099 | 0 | 0.105 | 11 | 88 | 0 | 0 | 0

## Typical spring
Local clock time | Year | Month | Day | GMT+1 Hour | Dry bulb temperature | Dew point temperature | Relative humidity | Atmospheric station pressure | Extraterrestrial Horizontal Radiation | Extraterrestrial Direct Normal Radiation | Horizontal Infrared Radiation from Sky | Global Horizontal Radiation | Direct Normal Radiation | Diffuse Horizontal Radiation | Direct Normal Illuminance | Diffuse Horizontal Illuminance | Zenith Luminance
[5 empty] | °C | °C | % | Pa | Wh/m2 | Wh/m2 | Wh/m2 | Wh/m2 | Wh/m2 | Wh/m2 | Cd/m2 | Cd/m2 | Cd/m2
0:30 | 1986 | 3 | 31 | 24 | 7 | 2.4 | 72 | 95100 | 0 | 1370 | 296 | 0 | 0 | 0 | 0 | 0 | 0 | 0 | 300 | 9.3 | 10 | 6 | 20 | 600 | 0 | 939999999 | 0 | 0.12 | 2 | 88 | 0 | 0 | 0
1:30 | 1985 | 4 | 1 | 1 | 5.4 | 2.1 | 80 | 95500 | 0 | 1369 | 271 | 0 | 0 | 0 | 0 | 0 | 0 | 0 | 220 | 3.1 | 1 | 0 | 40 | 22000 | 9 | 999999999 | 0 | 0.131 | 2 | 88 | 0 | 0 | 0
2:30 | 1985 | 4 | 1 | 2 | 4 | 1.8 | 86 | 95700 | 0 | 1369 | 265 | 0 | 0 | 0 | 0 | 0 | 0 | 0 | 220 | 3.1 | 1 | 0 | 40 | 22000 | 9 | 999999999 | 0 | 0.131 | 2 | 88 | 0 | 0 | 0
3:30 | 1985 | 4 | 1 | 3 | 3 | 1.4 | 89 | 95900 | 0 | 1369 | 261 | 0 | 0 | 0 | 0 | 0 | 0 | 0 | 200 | 2.6 | 1 | 0 | 40 | 22000 | 9 | 999999999 | 0 | 0.131 | 2 | 88 | 0 | 0 | 0
4:30 | 1985 | 4 | 1 | 4 | 2.5 | 1.1 | 90 | 96000 | 0 | 1369 | 259 | 0 | 0 | 0 | 0 | 0 | 0 | 0 | 190 | 2.6 | 2 | 0 | 40 | 22000 | 9 | 999999999 | 0 | 0.131 | 2 | 88 | 0 | 0 | 0
5:30 | 1985 | 4 | 1 | 5 | 2.3 | 1 | 91 | 96000 | 0 | 1369 | 263 | 0 | 0 | 0 | 0 | 0 | 0 | 0 | 190 | 1.5 | 2 | 1 | 40 | 22000 | 9 | 999999999 | 0 | 0.131 | 2 | 88 | 0 | 0 | 0
6:30 | 1985 | 4 | 1 | 6 | 2.1 | 1.1 | 93 | 96100 | 0 | 1369 | 275 | 0 | 0 | 0 | 0 | 0 | 0 | 0 | 200 | 1.5 | 6 | 6 | 60 | 3000 | 9 | 999999999 | 0 | 0.131 | 2 | 88 | 0 | 0 | 0
7:30 | 1985 | 4 | 1 | 7 | 3.6 | 1.3 | 85 | 96000 | 125 | 1369 | 281 | 27 | 0 | 27 | 3100 | 0 | 3100 | 940 | 200 | 2.1 | 6 | 6 | 75 | 3000 | 9 | 999999999 | 0 | 0.131 | 2 | 88 | 0 | 0 | 0
8:30 | 1985 | 4 | 1 | 8 | 6.5 | 2.1 | 73 | 95900 | 358 | 1369 | 294 | 147 | 177 | 101 | 15700 | 14000 | 12500 | 1960 | 190 | 3.1 | 6 | 6 | 75 | 3000 | 9 | 999999999 | 0 | 0.131 | 2 | 88 | 0 | 0 | 0
9:30 | 1985 | 4 | 1 | 9 | 10.9 | 2.1 | 55 | 95800 | 572 | 1369 | 316 | 240 | 126 | 187 | 26300 | 11900 | 21800 | 4430 | 210 | 4.6 | 7 | 7 | 75 | 3000 | 9 | 999999999 | 0 | 0.131 | 2 | 88 | 0 | 0 | 0
10:30 | 1985 | 4 | 1 | 10 | 12.6 | 1 | 45 | 95700 | 752 | 1369 | 335 | 253 | 35 | 234 | 28000 | 3300 | 26600 | 7380 | 210 | 4.6 | 9 | 9 | 75 | 3000 | 9 | 999999999 | 0 | 0.131 | 2 | 88 | 0 | 0 | 0
11:30 | 1985 | 4 | 1 | 11 | 13.2 | 1.8 | 46 | 95700 | 886 | 1369 | 308 | 312 | 52 | 278 | 34600 | 5000 | 31600 | 9530 | 250 | 6.7 | 9 | 1 | 75 | 3000 | 9 | 999999999 | 0 | 0.131 | 2 | 88 | 0 | 0 | 0
12:30 | 1985 | 4 | 1 | 12 | 14 | 2.1 | 44 | 95700 | 964 | 1369 | 311 | 182 | 1 | 181 | 21800 | 100 | 21800 | 8850 | 250 | 4.1 | 10 | 1 | 75 | 3000 | 9 | 999999999 | 0 | 0.131 | 2 | 88 | 0 | 0 | 0
13:30 | 1985 | 4 | 1 | 13 | 14.5 | 2.4 | 44 | 95600 | 983 | 1369 | 314 | 355 | 46 | 322 | 39400 | 4500 | 36500 | 11740 | 260 | 6.2 | 9 | 1 | 75 | 3000 | 9 | 999999999 | 0 | 0.131 | 2 | 88 | 0 | 0 | 0
14:30 | 1985 | 4 | 1 | 14 | 15.6 | 1.7 | 39 | 95500 | 939 | 1369 | 350 | 336 | 53 | 299 | 37300 | 5200 | 34000 | 10620 | 250 | 7.2 | 9 | 9 | 75 | 3000 | 9 | 999999999 | 0 | 0.131 | 2 | 88 | 0 | 0 | 0
15:30 | 1985 | 4 | 1 | 15 | 15.8 | -0.2 | 34 | 95500 | 836 | 1369 | 349 | 291 | 20 | 279 | 33100 | 1700 | 31900 | 11450 | 260 | 6.2 | 9 | 9 | 75 | 4200 | 9 | 999999999 | 0 | 0.131 | 2 | 88 | 0 | 0 | 0
16:30 | 1985 | 4 | 1 | 16 | 15.8 | 0.4 | 35 | 95500 | 682 | 1369 | 333 | 223 | 14 | 216 | 25200 | 1100 | 24600 | 8520 | 250 | 4.1 | 9 | 6 | 75 | 8400 | 9 | 999999999 | 0 | 0.131 | 2 | 88 | 0 | 0 | 0
17:30 | 1985 | 4 | 1 | 17 | 16.3 | 0.7 | 35 | 95400 | 486 | 1369 | 330 | 192 | 94 | 159 | 21200 | 8600 | 18000 | 4270 | 260 | 2.6 | 7 | 4 | 75 | 8400 | 9 | 999999999 | 0 | 0.131 | 2 | 88 | 0 | 0 | 0
18:30 | 1985 | 4 | 1 | 18 | 15.6 | 2.2 | 40 | 95300 | 263 | 1369 | 319 | 56 | 0 | 56 | 6300 | 0 | 6300 | 2040 | 240 | 2.1 | 9 | 1 | 75 | 7500 | 9 | 999999999 | 0 | 0.131 | 2 | 88 | 0 | 0 | 0
19:30 | 1985 | 4 | 1 | 19 | 12.7 | 2.8 | 51 | 95400 | 44 | 1369 | 307 | 7 | 0 | 7 | 800 | 0 | 800 | 260 | 110 | 3.1 | 7 | 1 | 75 | 7500 | 9 | 999999999 | 0 | 0.131 | 2 | 88 | 0 | 0 | 0
20:30 | 1985 | 4 | 1 | 20 | 9.8 | 2.5 | 60 | 95500 | 0 | 1369 | 294 | 0 | 0 | 0 | 0 | 0 | 0 | 0 | 140 | 3.1 | 6 | 1 | 75 | 7500 | 9 | 999999999 | 0 | 0.131 | 2 | 88 | 0 | 0 | 0
21:30 | 1985 | 4 | 1 | 21 | 8.7 | 2.7 | 66 | 95500 | 0 | 1369 | 290 | 0 | 0 | 0 | 0 | 0 | 0 | 0 | 160 | 3.6 | 5 | 1 | 75 | 22000 | 9 | 999999999 | 0 | 0.131 | 2 | 88 | 0 | 0 | 0
22:30 | 1985 | 4 | 1 | 22 | 7.8 | 2.8 | 71 | 95500 | 0 | 1369 | 286 | 0 | 0 | 0 | 0 | 0 | 0 | 0 | 170 | 4.1 | 6 | 1 | 75 | 7500 | 9 | 999999999 | 0 | 0.131 | 2 | 88 | 0 | 0 | 0
23:30 | 1985 | 4 | 1 | 23 | 6 | 2 | 75 | 95600 | 0 | 1369 | 287 | 0 | 0 | 0 | 0 | 0 | 0 | 0 | 210 | 3.6 | 7 | 4 | 75 | 7500 | 9 | 999999999 | 0 | 0.131 | 2 | 88 | 0 | 0 | 0
0:30 | 1985 | 4 | 1 | 24 | 8 | 3.5 | 73 | 95500 | 0 | 1369 | 299 | 0 | 0 | 0 | 0 | 0 | 0 | 0 | 180 | 3.1 | 7 | 5 | 75 | 7500 | 9 | 999999999 | 0 | 0.131 | 2 | 88 | 0 | 0 | 0
1:30 | 1985 | 4 | 2 | 1 | 5.5 | 0.8 | 72 | 95500 | 0 | 1368 | 270 | 0 | 0 | 0 | 0 | 0 | 0 | 0 | 200 | 2.6 | 4 | 0 | 60 | 22000 | 9 | 999999999 | 0 | 0.132 | 2 | 88 | 0 | 0 | 0
2:30 | 1985 | 4 | 2 | 2 | 4.8 | 0.5 | 74 | 95600 | 0 | 1368 | 267 | 0 | 0 | 0 | 0 | 0 | 0 | 0 | 190 | 3.1 | 2 | 0 | 60 | 22000 | 9 | 999999999 | 0 | 0.132 | 2 | 88 | 0 | 0 | 0
3:30 | 1985 | 4 | 2 | 3 | 5.6 | 0.4 | 69 | 95500 | 0 | 1368 | 275 | 0 | 0 | 0 | 0 | 0 | 0 | 0 | 210 | 4.1 | 4 | 1 | 60 | 22000 | 9 | 999999999 | 0 | 0.132 | 2 | 88 | 0 | 0 | 0
4:30 | 1985 | 4 | 2 | 4 | 7.7 | 0.5 | 60 | 95500 | 0 | 1368 | 295 | 0 | 0 | 0 | 0 | 0 | 0 | 0 | 230 | 3.6 | 7 | 5 | 60 | 2100 | 9 | 999999999 | 0 | 0.132 | 2 | 88 | 0 | 0 | 0
5:30 | 1985 | 4 | 2 | 5 | 9.7 | 4.4 | 70 | 95500 | 0 | 1368 | 310 | 0 | 0 | 0 | 0 | 0 | 0 | 0 | 240 | 6.7 | 7 | 6 | 50 | 2100 | 9 | 999999999 | 0 | 0.132 | 2 | 88 | 0 | 0 | 0
6:30 | 1985 | 4 | 2 | 6 | 10.2 | 3.5 | 63 | 95400 | 0 | 1368 | 309 | 0 | 0 | 0 | 0 | 0 | 0 | 0 | 230 | 4.6 | 6 | 5 | 40 | 1800 | 9 | 999999999 | 0 | 0.132 | 2 | 88 | 0 | 0 | 0
7:30 | 1985 | 4 | 2 | 7 | 10.5 | 6.3 | 75 | 95500 | 133 | 1368 | 310 | 25 | 0 | 25 | 2800 | 0 | 2800 | 890 | 230 | 5.7 | 7 | 4 | 50 | 3600 | 9 | 999999999 | 0 | 0.132 | 2 | 88 | 0 | 0 | 0
8:30 | 1985 | 4 | 2 | 8 | 12.8 | 5.1 | 59 | 95500 | 365 | 1368 | 310 | 126 | 64 | 108 | 13900 | 5400 | 12400 | 2800 | 240 | 6.2 | 7 | 1 | 60 | 120 | 9 | 999999999 | 0 | 0.132 | 2 | 88 | 0 | 0 | 0
9:30 | 1985 | 4 | 2 | 9 | 13.4 | 4.5 | 55 | 95500 | 579 | 1368 | 316 | 243 | 125 | 190 | 26700 | 11700 | 22200 | 4510 | 270 | 9.3 | 7 | 2 | 60 | 7200 | 9 | 999999999 | 0 | 0.132 | 2 | 88 | 0 | 0 | 0
10:30 | 1985 | 4 | 2 | 10 | 14.5 | 4.7 | 52 | 95500 | 759 | 1368 | 327 | 472 | 438 | 228 | 49900 | 42200 | 28700 | 5170 | 270 | 8.2 | 5 | 4 | 60 | 22000 | 9 | 999999999 | 0 | 0.132 | 2 | 88 | 0 | 0 | 0
11:30 | 1985 | 4 | 2 | 11 | 15.7 | 4.3 | 47 | 95500 | 892 | 1368 | 332 | 622 | 686 | 173 | 66600 | 68200 | 23700 | 4420 | 260 | 10.3 | 4 | 4 | 60 | 22000 | 9 | 999999999 | 0 | 0.132 | 2 | 88 | 0 | 0 | 0
12:30 | 1985 | 4 | 2 | 12 | 16.3 | 3 | 41 | 95500 | 970 | 1368 | 335 | 647 | 578 | 236 | 70600 | 57400 | 29800 | 6690 | 260 | 11.3 | 5 | 5 | 50 | 22000 | 9 | 999999999 | 0 | 0.132 | 2 | 88 | 0 | 0 | 0
13:30 | 1985 | 4 | 2 | 13 | 16.3 | 3 | 41 | 95500 | 988 | 1368 | 335 | 662 | 625 | 209 | 70600 | 62300 | 27500 | 6050 | 260 | 11.3 | 5 | 5 | 50 | 22000 | 9 | 999999999 | 0 | 0.132 | 2 | 88 | 0 | 0 | 0
14:30 | 1985 | 4 | 2 | 14 | 15.8 | 1.8 | 39 | 95500 | 944 | 1368 | 332 | 627 | 626 | 194 | 66800 | 62400 | 25800 | 5260 | 270 | 9.3 | 5 | 5 | 50 | 22000 | 9 | 999999999 | 0 | 0.132 | 2 | 88 | 0 | 0 | 0
15:30 | 1985 | 4 | 2 | 15 | 15.7 | 2.3 | 40 | 95400 | 842 | 1368 | 332 | 542 | 606 | 168 | 57600 | 60000 | 23000 | 4030 | 290 | 8.2 | 5 | 5 | 50 | 22000 | 9 | 999999999 | 0 | 0.132 | 2 | 88 | 0 | 0 | 0
16:30 | 1985 | 4 | 2 | 16 | 15.6 | 0.5 | 36 | 95400 | 687 | 1368 | 332 | 372 | 281 | 230 | 39900 | 27600 | 26900 | 5280 | 260 | 7.2 | 6 | 6 | 50 | 1350 | 9 | 999999999 | 0 | 0.132 | 2 | 88 | 0 | 0 | 0
17:30 | 1985 | 4 | 2 | 17 | 16 | 0.4 | 35 | 95400 | 492 | 1368 | 323 | 292 | 447 | 131 | 30800 | 40000 | 17200 | 2530 | 270 | 7.2 | 2 | 2 | 50 | 22000 | 9 | 999999999 | 0 | 0.132 | 2 | 88 | 0 | 0 | 0
18:30 | 1985 | 4 | 2 | 18 | 15.3 | 0.1 | 35 | 95500 | 268 | 1368 | 325 | 114 | 191 | 76 | 12100 | 13100 | 9400 | 1460 | 270 | 6.2 | 4 | 4 | 50 | 22000 | 9 | 999999999 | 0 | 0.132 | 2 | 88 | 0 | 0 | 0
19:30 | 1985 | 4 | 2 | 19 | 12.4 | 4.3 | 58 | 95600 | 48 | 1368 | 311 | 12 | 0 | 12 | 1300 | 0 | 1300 | 380 | 320 | 3.6 | 2 | 2 | 50 | 22000 | 9 | 999999999 | 0 | 0.132 | 2 | 88 | 0 | 0 | 0
20:30 | 1985 | 4 | 2 | 20 | 9.7 | 3.2 | 64 | 95800 | 0 | 1368 | 304 | 0 | 0 | 0 | 0 | 0 | 0 | 0 | 320 | 1.5 | 4 | 4 | 50 | 22000 | 9 | 999999999 | 0 | 0.132 | 2 | 88 | 0 | 0 | 0
21:30 | 1985 | 4 | 2 | 21 | 9.2 | 2.8 | 64 | 96000 | 0 | 1368 | 296 | 0 | 0 | 0 | 0 | 0 | 0 | 0 | 300 | 3.1 | 2 | 2 | 50 | 22000 | 9 | 999999999 | 0 | 0.132 | 2 | 88 | 0 | 0 | 0
22:30 | 1985 | 4 | 2 | 22 | 9.3 | 3.2 | 66 | 96000 | 0 | 1368 | 297 | 0 | 0 | 0 | 0 | 0 | 0 | 0 | 290 | 4.1 | 2 | 2 | 50 | 22000 | 9 | 999999999 | 0 | 0.132 | 2 | 88 | 0 | 0 | 0
23:30 | 1985 | 4 | 2 | 23 | 8.7 | 2.2 | 64 | 96100 | 0 | 1368 | 289 | 0 | 0 | 0 | 0 | 0 | 0 | 0 | 270 | 3.6 | 1 | 1 | 50 | 22000 | 9 | 999999999 | 0 | 0.132 | 2 | 88 | 0 | 0 | 0
0:30 | 1985 | 4 | 2 | 24 | 8.3 | 1.7 | 63 | 96100 | 0 | 1368 | 287 | 0 | 0 | 0 | 0 | 0 | 0 | 0 | 270 | 2.1 | 1 | 1 | 50 | 22000 | 9 | 999999999 | 0 | 0.132 | 2 | 88 | 0 | 0 | 0
1:30 | 1985 | 4 | 3 | 1 | 5.1 | 1.1 | 75 | 96200 | 0 | 1367 | 269 | 0 | 0 | 0 | 0 | 0 | 0 | 0 | 230 | 3.6 | 0 | 0 | 50 | 22000 | 9 | 999999999 | 0 | 0.134 | 2 | 88 | 0 | 0 | 0
2:30 | 1985 | 4 | 3 | 2 | 2.9 | 0.3 | 83 | 96300 | 0 | 1367 | 259 | 0 | 0 | 0 | 0 | 0 | 0 | 0 | 230 | 3.1 | 0 | 0 | 50 | 22000 | 9 | 999999999 | 0 | 0.134 | 2 | 88 | 0 | 0 | 0
3:30 | 1985 | 4 | 3 | 3 | 2.4 | 0.2 | 85 | 96300 | 0 | 1367 | 262 | 0 | 0 | 0 | 0 | 0 | 0 | 0 | 240 | 3.1 | 1 | 1 | 50 | 22000 | 9 | 999999999 | 0 | 0.134 | 2 | 88 | 0 | 0 | 0
4:30 | 1985 | 4 | 3 | 4 | 5.3 | 2.3 | 81 | 96200 | 0 | 1367 | 270 | 0 | 0 | 0 | 0 | 0 | 0 | 0 | 260 | 3.6 | 0 | 0 | 50 | 22000 | 9 | 999999999 | 0 | 0.134 | 2 | 88 | 0 | 0 | 0
5:30 | 1985 | 4 | 3 | 5 | 6.4 | 2.2 | 74 | 96100 | 0 | 1367 | 275 | 0 | 0 | 0 | 0 | 0 | 0 | 0 | 260 | 2.6 | 0 | 0 | 50 | 22000 | 9 | 999999999 | 0 | 0.134 | 2 | 88 | 0 | 0 | 0
6:30 | 1985 | 4 | 3 | 6 | 2.4 | 0.2 | 85 | 96300 | 1 | 1367 | 262 | 0 | 0 | 0 | 0 | 0 | 0 | 10 | 220 | 2.6 | 1 | 1 | 30 | 22000 | 9 | 999999999 | 0 | 0.134 | 2 | 88 | 0 | 0 | 0
7:30 | 1985 | 4 | 3 | 7 | 3.8 | 2.9 | 94 | 96300 | 141 | 1367 | 270 | 40 | 35 | 36 | 4400 | 2200 | 4100 | 870 | 200 | 3.1 | 4 | 1 | 25 | 22000 | 9 | 999999999 | 0 | 0.134 | 2 | 88 | 0 | 0 | 0
8:30 | 1985 | 4 | 3 | 8 | 8.6 | 3.6 | 71 | 96200 | 373 | 1367 | 290 | 194 | 314 | 108 | 20700 | 25100 | 13300 | 2120 | 240 | 2.1 | 2 | 1 | 25 | 22000 | 9 | 999999999 | 0 | 0.134 | 2 | 88 | 0 | 0 | 0
9:30 | 1985 | 4 | 3 | 9 | 11.3 | 2.8 | 56 | 96200 | 586 | 1367 | 301 | 372 | 604 | 112 | 39300 | 57100 | 16300 | 2240 | 280 | 2.6 | 2 | 1 | 25 | 22000 | 9 | 999999999 | 0 | 0.134 | 2 | 88 | 0 | 0 | 0
10:30 | 1985 | 4 | 3 | 10 | 13.3 | 2.5 | 48 | 96200 | 765 | 1367 | 313 | 531 | 760 | 105 | 56600 | 76000 | 15000 | 2330 | 300 | 4.1 | 2 | 2 | 25 | 22000 | 9 | 999999999 | 0 | 0.134 | 2 | 88 | 0 | 0 | 0
11:30 | 1985 | 4 | 3 | 11 | 13.7 | 2.1 | 45 | 96100 | 899 | 1367 | 314 | 653 | 811 | 119 | 70000 | 82100 | 16400 | 2990 | 250 | 5.1 | 2 | 2 | 25 | 22000 | 9 | 999999999 | 0 | 0.134 | 2 | 88 | 0 | 0 | 0
12:30 | 1985 | 4 | 3 | 12 | 14.7 | 1.8 | 42 | 96000 | 976 | 1367 | 318 | 725 | 859 | 110 | 76500 | 87100 | 15200 | 2690 | 290 | 4.1 | 2 | 2 | 25 | 22000 | 9 | 999999999 | 0 | 0.134 | 2 | 88 | 0 | 0 | 0
13:30 | 1985 | 4 | 3 | 13 | 15.2 | 1.3 | 39 | 96000 | 994 | 1367 | 320 | 715 | 754 | 166 | 77400 | 76100 | 22800 | 4970 | 310 | 3.6 | 4 | 2 | 30 | 22000 | 9 | 999999999 | 0 | 0.134 | 2 | 88 | 0 | 0 | 0
14:30 | 1985 | 4 | 3 | 14 | 15.8 | 1.4 | 38 | 95900 | 950 | 1367 | 319 | 712 | 813 | 145 | 75200 | 81900 | 19500 | 3700 | 260 | 2.1 | 1 | 1 | 40 | 22000 | 9 | 999999999 | 0 | 0.134 | 2 | 88 | 0 | 0 | 0
15:30 | 1985 | 4 | 3 | 15 | 15.9 | 1.4 | 37 | 95800 | 847 | 1367 | 319 | 616 | 853 | 86 | 65400 | 85900 | 12300 | 2060 | 290 | 2.1 | 1 | 1 | 40 | 22000 | 9 | 999999999 | 0 | 0.134 | 2 | 88 | 0 | 0 | 0
16:30 | 1985 | 4 | 3 | 16 | 16.3 | 1.2 | 36 | 95800 | 692 | 1367 | 315 | 474 | 754 | 91 | 50500 | 74700 | 13300 | 1970 | 340 | 2.6 | 1 | 0 | 40 | 22000 | 9 | 999999999 | 0 | 0.134 | 2 | 88 | 0 | 0 | 0
17:30 | 1985 | 4 | 3 | 17 | 15.4 | 2 | 40 | 95800 | 497 | 1367 | 312 | 295 | 527 | 104 | 30900 | 47900 | 15000 | 1950 | 10 | 2.6 | 2 | 0 | 40 | 22000 | 9 | 999999999 | 0 | 0.134 | 2 | 88 | 0 | 0 | 0
18:30 | 1985 | 4 | 3 | 18 | 14.7 | 2.3 | 43 | 95800 | 273 | 1367 | 309 | 121 | 259 | 69 | 12700 | 18300 | 9500 | 1260 | 20 | 1.5 | 2 | 0 | 40 | 22000 | 9 | 999999999 | 0 | 0.134 | 2 | 88 | 0 | 0 | 0
19:30 | 1985 | 4 | 3 | 19 | 13.5 | 3 | 49 | 95800 | 51 | 1367 | 304 | 13 | 0 | 13 | 1400 | 0 | 1400 | 410 | 60 | 2.6 | 2 | 0 | 30 | 22000 | 9 | 999999999 | 0 | 0.134 | 2 | 88 | 0 | 0 | 0
20:30 | 1985 | 4 | 3 | 20 | 8.9 | 3.4 | 68 | 95900 | 0 | 1367 | 286 | 0 | 0 | 0 | 0 | 0 | 0 | 0 | 110 | 3.6 | 1 | 0 | 30 | 22000 | 9 | 999999999 | 0 | 0.134 | 2 | 88 | 0 | 0 | 0
21:30 | 1985 | 4 | 3 | 21 | 7.3 | 2.8 | 73 | 95900 | 0 | 1367 | 279 | 0 | 0 | 0 | 0 | 0 | 0 | 0 | 120 | 3.1 | 0 | 0 | 30 | 22000 | 9 | 999999999 | 0 | 0.134 | 2 | 88 | 0 | 0 | 0
22:30 | 1985 | 4 | 3 | 22 | 7.1 | 4.4 | 83 | 95900 | 0 | 1367 | 280 | 0 | 0 | 0 | 0 | 0 | 0 | 0 | 140 | 3.1 | 0 | 0 | 30 | 22000 | 9 | 999999999 | 0 | 0.134 | 2 | 88 | 0 | 0 | 0
23:30 | 1985 | 4 | 3 | 23 | 5.9 | 2.7 | 80 | 95900 | 0 | 1367 | 273 | 0 | 0 | 0 | 0 | 0 | 0 | 0 | 130 | 2.6 | 0 | 0 | 30 | 22000 | 9 | 999999999 | 0 | 0.134 | 2 | 88 | 0 | 0 | 0
0:30 | 1985 | 4 | 3 | 24 | 5.6 | 2.7 | 82 | 95800 | 0 | 1367 | 272 | 0 | 0 | 0 | 0 | 0 | 0 | 0 | 130 | 2.6 | 0 | 0 | 30 | 22000 | 9 | 999999999 | 0 | 0.134 | 2 | 88 | 0 | 0 | 0
1:30 | 1985 | 4 | 4 | 1 | 4.2 | 2.3 | 87 | 95800 | 0 | 1367 | 266 | 0 | 0 | 0 | 0 | 0 | 0 | 0 | 130 | 1.5 | 0 | 0 | 40 | 22000 | 9 | 999999999 | 0 | 0.136 | 2 | 88 | 0 | 0 | 0
2:30 | 1985 | 4 | 4 | 2 | 3.3 | 2.2 | 92 | 95700 | 0 | 1367 | 263 | 0 | 0 | 0 | 0 | 0 | 0 | 0 | 160 | 1 | 0 | 0 | 40 | 22000 | 9 | 999999999 | 0 | 0.136 | 2 | 88 | 0 | 0 | 0
3:30 | 1985 | 4 | 4 | 3 | 2.2 | 1.3 | 94 | 95700 | 0 | 1367 | 258 | 0 | 0 | 0 | 0 | 0 | 0 | 0 | 150 | 1.5 | 0 | 0 | 40 | 22000 | 9 | 999999999 | 0 | 0.136 | 2 | 88 | 0 | 0 | 0
4:30 | 1985 | 4 | 4 | 4 | 2.2 | 1.3 | 94 | 95600 | 0 | 1367 | 258 | 0 | 0 | 0 | 0 | 0 | 0 | 0 | 150 | 0.5 | 1 | 0 | 40 | 22000 | 9 | 999999999 | 0 | 0.136 | 2 | 88 | 0 | 0 | 0
5:30 | 1985 | 4 | 4 | 5 | 1.6 | 0.3 | 91 | 95600 | 0 | 1367 | 255 | 0 | 0 | 0 | 0 | 0 | 0 | 0 | 150 | 0.7 | 2 | 0 | 50 | 22000 | 9 | 999999999 | 0 | 0.136 | 2 | 88 | 0 | 0 | 0
6:30 | 1985 | 4 | 4 | 6 | 1 | -0.7 | 88 | 95600 | 2 | 1367 | 251 | 0 | 0 | 0 | 100 | 0 | 100 | 20 | 160 | 1 | 2 | 0 | 60 | 22000 | 9 | 999999999 | 0 | 0.136 | 2 | 88 | 0 | 0 | 0
7:30 | 1985 | 4 | 4 | 7 | 3.6 | 0.4 | 80 | 95600 | 148 | 1367 | 262 | 40 | 22 | 38 | 4500 | 1400 | 4300 | 920 | 140 | 0.5 | 5 | 0 | 50 | 22000 | 9 | 999999999 | 0 | 0.136 | 2 | 88 | 0 | 0 | 0
8:30 | 1985 | 4 | 4 | 8 | 8 | 1.3 | 63 | 95400 | 381 | 1367 | 280 | 161 | 153 | 118 | 17600 | 12800 | 13800 | 2610 | 190 | 1 | 6 | 0 | 50 | 8400 | 9 | 999999999 | 0 | 0.136 | 2 | 88 | 0 | 0 | 0
9:30 | 1985 | 4 | 4 | 9 | 14.2 | 2.1 | 44 | 95300 | 593 | 1367 | 306 | 304 | 298 | 174 | 32700 | 28100 | 21000 | 3700 | 190 | 0.5 | 6 | 0 | 40 | 9000 | 9 | 999999999 | 0 | 0.136 | 2 | 88 | 0 | 0 | 0
10:30 | 1985 | 4 | 4 | 10 | 17 | 2.2 | 37 | 95200 | 772 | 1367 | 325 | 358 | 161 | 267 | 39400 | 15900 | 30700 | 7000 | 200 | 1 | 7 | 1 | 40 | 8400 | 9 | 999999999 | 0 | 0.136 | 2 | 88 | 0 | 0 | 0
11:30 | 1985 | 4 | 4 | 11 | 19 | 1.7 | 31 | 95100 | 905 | 1367 | 327 | 439 | 201 | 306 | 48500 | 20200 | 35100 | 8840 | 230 | 2.1 | 7 | 0 | 50 | 8400 | 9 | 999999999 | 0 | 0.136 | 2 | 88 | 0 | 0 | 0
12:30 | 1985 | 4 | 4 | 12 | 20.4 | 2.7 | 31 | 95000 | 982 | 1367 | 334 | 354 | 20 | 340 | 40600 | 1800 | 39200 | 14410 | 260 | 2.6 | 9 | 0 | 50 | 8400 | 9 | 999999999 | 0 | 0.136 | 2 | 88 | 0 | 0 | 0
13:30 | 1985 | 4 | 4 | 13 | 21.7 | 2.7 | 29 | 94900 | 1000 | 1367 | 340 | 362 | 53 | 323 | 40200 | 5200 | 36700 | 12000 | 260 | 2.6 | 9 | 0 | 50 | 8400 | 9 | 999999999 | 0 | 0.136 | 2 | 88 | 0 | 0 | 0
14:30 | 1985 | 4 | 4 | 14 | 22.2 | 2.3 | 27 | 94700 | 955 | 1367 | 342 | 470 | 183 | 341 | 51800 | 18400 | 38900 | 10330 | 230 | 3.6 | 7 | 0 | 50 | 8400 | 9 | 999999999 | 0 | 0.136 | 2 | 88 | 0 | 0 | 0
15:30 | 1985 | 4 | 4 | 15 | 22.6 | 3 | 28 | 94600 | 852 | 1367 | 345 | 407 | 196 | 284 | 44900 | 19500 | 32700 | 7850 | 160 | 3.1 | 7 | 0 | 45 | 8400 | 9 | 999999999 | 0 | 0.136 | 2 | 88 | 0 | 0 | 0
16:30 | 1985 | 4 | 4 | 16 | 22.6 | 1.9 | 26 | 94500 | 697 | 1367 | 344 | 314 | 99 | 263 | 34700 | 9600 | 29700 | 7700 | 170 | 1 | 7 | 0 | 45 | 8400 | 9 | 999999999 | 0 | 0.136 | 2 | 88 | 0 | 0 | 0
17:30 | 1985 | 4 | 4 | 17 | 22.4 | 1.2 | 25 | 94500 | 502 | 1367 | 342 | 241 | 225 | 158 | 25700 | 20400 | 18900 | 3280 | 360 | 0.5 | 6 | 0 | 40 | 8400 | 9 | 999999999 | 0 | 0.136 | 2 | 88 | 0 | 0 | 0
18:30 | 1985 | 4 | 4 | 18 | 20.7 | 4.9 | 35 | 94500 | 279 | 1367 | 338 | 111 | 178 | 75 | 11900 | 12100 | 9500 | 1420 | 20 | 3.6 | 5 | 0 | 35 | 22000 | 9 | 999999999 | 0 | 0.136 | 2 | 88 | 0 | 0 | 0
19:30 | 1985 | 4 | 4 | 19 | 17.5 | 5.7 | 46 | 94500 | 55 | 1367 | 325 | 13 | 0 | 13 | 1500 | 0 | 1500 | 440 | 40 | 1.5 | 2 | 0 | 30 | 22000 | 9 | 999999999 | 0 | 0.136 | 2 | 88 | 0 | 0 | 0
20:30 | 1985 | 4 | 4 | 20 | 12.8 | 5.3 | 60 | 94600 | 0 | 1367 | 304 | 0 | 0 | 0 | 0 | 0 | 0 | 0 | 80 | 2.1 | 1 | 0 | 30 | 22000 | 9 | 999999999 | 0 | 0.136 | 2 | 88 | 0 | 0 | 0
21:30 | 1985 | 4 | 4 | 21 | 11.2 | 4.8 | 65 | 94700 | 0 | 1367 | 297 | 0 | 0 | 0 | 0 | 0 | 0 | 0 | 120 | 2.1 | 1 | 0 | 30 | 22000 | 9 | 999999999 | 0 | 0.136 | 2 | 88 | 0 | 0 | 0
22:30 | 1985 | 4 | 4 | 22 | 10 | 4.2 | 67 | 94600 | 0 | 1367 | 291 | 0 | 0 | 0 | 0 | 0 | 0 | 0 | 130 | 2.1 | 1 | 0 | 30 | 22000 | 9 | 999999999 | 0 | 0.136 | 2 | 88 | 0 | 0 | 0
23:30 | 1985 | 4 | 4 | 23 | 9.7 | 4.4 | 70 | 94600 | 0 | 1367 | 290 | 0 | 0 | 0 | 0 | 0 | 0 | 0 | 170 | 1 | 1 | 0 | 30 | 22000 | 9 | 999999999 | 0 | 0.136 | 2 | 88 | 0 | 0 | 0
0:30 | 1985 | 4 | 4 | 24 | 8.3 | 3.9 | 74 | 94600 | 0 | 1367 | 284 | 0 | 0 | 0 | 0 | 0 | 0 | 0 | 140 | 2.1 | 2 | 0 | 30 | 22000 | 9 | 999999999 | 0 | 0.136 | 2 | 88 | 0 | 0 | 0
1:30 | 1985 | 4 | 5 | 1 | 6.9 | 2 | 71 | 94700 | 0 | 1366 | 276 | 0 | 0 | 0 | 0 | 0 | 0 | 0 | 170 | 1.5 | 7 | 0 | 30 | 7200 | 9 | 999999999 | 0 | 0.137 | 2 | 88 | 0 | 0 | 0
2:30 | 1985 | 4 | 5 | 2 | 7.4 | 2.2 | 70 | 94600 | 0 | 1366 | 279 | 0 | 0 | 0 | 0 | 0 | 0 | 0 | 170 | 4.1 | 7 | 0 | 30 | 7200 | 9 | 999999999 | 0 | 0.137 | 2 | 88 | 0 | 0 | 0
3:30 | 1985 | 4 | 5 | 3 | 5.9 | 1.3 | 72 | 94600 | 0 | 1366 | 272 | 0 | 0 | 0 | 0 | 0 | 0 | 0 | 180 | 1.5 | 7 | 0 | 30 | 7200 | 9 | 999999999 | 0 | 0.137 | 2 | 88 | 0 | 0 | 0
4:30 | 1985 | 4 | 5 | 4 | 4.8 | 0.1 | 72 | 94700 | 0 | 1366 | 266 | 0 | 0 | 0 | 0 | 0 | 0 | 0 | 140 | 2.1 | 7 | 0 | 30 | 7200 | 9 | 999999999 | 0 | 0.137 | 2 | 88 | 0 | 0 | 0
5:30 | 1985 | 4 | 5 | 5 | 4.6 | 0.2 | 73 | 94700 | 0 | 1366 | 266 | 0 | 0 | 0 | 0 | 0 | 0 | 0 | 0 | 0 | 7 | 0 | 30 | 7200 | 9 | 999999999 | 0 | 0.137 | 2 | 88 | 0 | 0 | 0
6:30 | 1985 | 4 | 5 | 6 | 3.9 | -0.1 | 75 | 94700 | 3 | 1366 | 263 | 1 | 0 | 1 | 100 | 0 | 100 | 20 | 120 | 1 | 6 | 0 | 30 | 7200 | 9 | 999999999 | 0 | 0.137 | 2 | 88 | 0 | 0 | 0
7:30 | 1985 | 4 | 5 | 7 | 3.8 | 2 | 88 | 94700 | 156 | 1366 | 264 | 39 | 11 | 38 | 4300 | 700 | 4300 | 930 | 130 | 1 | 6 | 0 | 30 | 7500 | 9 | 999999999 | 0 | 0.137 | 2 | 88 | 0 | 0 | 0
8:30 | 1985 | 4 | 5 | 8 | 10.4 | 3.8 | 64 | 94500 | 388 | 1366 | 292 | 197 | 289 | 115 | 21000 | 23500 | 14200 | 2280 | 140 | 2.1 | 4 | 0 | 40 | 22000 | 9 | 999999999 | 0 | 0.137 | 2 | 88 | 0 | 0 | 0
9:30 | 1985 | 4 | 5 | 9 | 14.3 | 3.3 | 48 | 94400 | 600 | 1366 | 308 | 383 | 568 | 133 | 41500 | 53100 | 18000 | 2630 | 150 | 1 | 2 | 0 | 40 | 22000 | 9 | 999999999 | 0 | 0.137 | 2 | 88 | 0 | 0 | 0
10:30 | 1985 | 4 | 5 | 10 | 16.8 | 1.6 | 36 | 94300 | 779 | 1366 | 317 | 544 | 766 | 106 | 57900 | 76700 | 15100 | 2380 | 70 | 1 | 2 | 0 | 40 | 22000 | 9 | 999999999 | 0 | 0.137 | 2 | 88 | 0 | 0 | 0
11:30 | 1985 | 4 | 5 | 11 | 19.8 | 3.7 | 34 | 94200 | 911 | 1366 | 333 | 639 | 750 | 137 | 69600 | 75500 | 19700 | 3700 | 90 | 2.6 | 4 | 0 | 40 | 22000 | 9 | 999999999 | 0 | 0.137 | 2 | 88 | 0 | 0 | 0
12:30 | 1985 | 4 | 5 | 12 | 20.5 | 3.1 | 32 | 94000 | 988 | 1366 | 335 | 708 | 769 | 150 | 75100 | 77700 | 19900 | 4060 | 110 | 5.1 | 4 | 0 | 30 | 22000 | 9 | 999999999 | 0 | 0.137 | 2 | 88 | 0 | 0 | 0
13:30 | 1985 | 4 | 5 | 13 | 21.4 | 1.7 | 27 | 93900 | 1005 | 1366 | 338 | 676 | 580 | 249 | 73700 | 58000 | 31100 | 7500 | 90 | 5.1 | 5 | 0 | 23 | 22000 | 9 | 999999999 | 0 | 0.137 | 2 | 88 | 0 | 0 | 0
14:30 | 1985 | 4 | 5 | 14 | 20.5 | 0.5 | 26 | 93900 | 960 | 1366 | 332 | 474 | 206 | 329 | 52400 | 20800 | 37500 | 10020 | 130 | 5.1 | 7 | 0 | 28 | 6600 | 9 | 999999999 | 0 | 0.137 | 2 | 88 | 0 | 0 | 0
15:30 | 1985 | 4 | 5 | 15 | 21.1 | 0.8 | 26 | 93800 | 857 | 1366 | 335 | 299 | 6 | 295 | 34000 | 500 | 33800 | 12090 | 100 | 5.1 | 9 | 0 | 30 | 6000 | 9 | 999999999 | 0 | 0.137 | 2 | 88 | 0 | 0 | 0
16:30 | 1985 | 4 | 5 | 16 | 21.4 | 2.9 | 30 | 93800 | 702 | 1366 | 339 | 230 | 31 | 214 | 25500 | 3000 | 24400 | 6600 | 100 | 4.1 | 9 | 0 | 30 | 6000 | 9 | 999999999 | 0 | 0.137 | 2 | 88 | 0 | 0 | 0
17:30 | 1985 | 4 | 5 | 17 | 22.1 | 2.6 | 28 | 93700 | 507 | 1366 | 342 | 147 | 9 | 144 | 16600 | 600 | 16300 | 5460 | 100 | 3.1 | 9 | 0 | 25 | 6600 | 9 | 999999999 | 0 | 0.137 | 2 | 88 | 0 | 0 | 0
18:30 | 1985 | 4 | 5 | 18 | 19 | 0.4 | 29 | 93800 | 284 | 1366 | 332 | 103 | 79 | 86 | 11200 | 5900 | 10200 | 1860 | 230 | 7.2 | 6 | 1 | 35 | 6900 | 9 | 999999999 | 0 | 0.137 | 2 | 88 | 0 | 0 | 0
19:30 | 1985 | 4 | 5 | 19 | 16.9 | 0 | 32 | 93800 | 59 | 1366 | 322 | 11 | 0 | 11 | 1300 | 0 | 1300 | 400 | 210 | 6.2 | 6 | 1 | 30 | 6900 | 9 | 999999999 | 0 | 0.137 | 2 | 88 | 0 | 0 | 0
20:30 | 1985 | 4 | 5 | 20 | 13.9 | -0.5 | 37 | 93900 | 0 | 1366 | 308 | 0 | 0 | 0 | 0 | 0 | 0 | 0 | 240 | 3.1 | 6 | 1 | 40 | 6900 | 9 | 999999999 | 0 | 0.137 | 2 | 88 | 0 | 0 | 0
21:30 | 1985 | 4 | 5 | 21 | 12.6 | 0.7 | 44 | 94000 | 0 | 1366 | 314 | 0 | 0 | 0 | 0 | 0 | 0 | 0 | 230 | 2.6 | 7 | 4 | 40 | 9000 | 9 | 999999999 | 0 | 0.137 | 2 | 88 | 0 | 0 | 0
22:30 | 1985 | 4 | 5 | 22 | 12.2 | 0.6 | 45 | 93900 | 0 | 1366 | 317 | 0 | 0 | 0 | 0 | 0 | 0 | 0 | 130 | 1 | 7 | 6 | 40 | 3300 | 9 | 999999999 | 0 | 0.137 | 2 | 88 | 0 | 0 | 0
23:30 | 1985 | 4 | 5 | 23 | 11.2 | 1.3 | 50 | 94000 | 0 | 1366 | 329 | 0 | 0 | 0 | 0 | 0 | 0 | 0 | 160 | 1 | 9 | 9 | 40 | 3300 | 9 | 999999999 | 0 | 0.137 | 2 | 88 | 0 | 0 | 0
0:30 | 1985 | 4 | 5 | 24 | 10.9 | 1.6 | 53 | 94000 | 0 | 1366 | 328 | 0 | 0 | 0 | 0 | 0 | 0 | 0 | 200 | 1 | 9 | 9 | 40 | 3000 | 9 | 999999999 | 0 | 0.137 | 2 | 88 | 0 | 0 | 0
1:30 | 1985 | 4 | 6 | 1 | 10.4 | 1.6 | 54 | 94000 | 0 | 1365 | 326 | 0 | 0 | 0 | 0 | 0 | 0 | 0 | 170 | 0.5 | 9 | 9 | 35 | 3000 | 9 | 999999999 | 0 | 0.139 | 2 | 88 | 0 | 0 | 0
2:30 | 1985 | 4 | 6 | 2 | 9.1 | 2.3 | 62 | 94000 | 0 | 1365 | 320 | 0 | 0 | 0 | 0 | 0 | 0 | 0 | 190 | 2.1 | 9 | 9 | 35 | 2700 | 9 | 999999999 | 0 | 0.139 | 2 | 88 | 0 | 0 | 0
3:30 | 1985 | 4 | 6 | 3 | 9.4 | 1.9 | 59 | 94100 | 0 | 1365 | 321 | 0 | 0 | 0 | 0 | 0 | 0 | 0 | 230 | 2.1 | 9 | 9 | 30 | 2700 | 9 | 999999999 | 0 | 0.139 | 2 | 88 | 0 | 0 | 0
4:30 | 1985 | 4 | 6 | 4 | 10.3 | 1.9 | 56 | 94000 | 0 | 1365 | 325 | 0 | 0 | 0 | 0 | 0 | 0 | 0 | 250 | 2.1 | 9 | 9 | 30 | 2700 | 9 | 999999999 | 0 | 0.139 | 2 | 88 | 0 | 0 | 0
5:30 | 1985 | 4 | 6 | 5 | 9.2 | 2.4 | 62 | 94100 | 0 | 1365 | 303 | 0 | 0 | 0 | 0 | 0 | 0 | 0 | 240 | 1.5 | 7 | 5 | 30 | 7500 | 9 | 999999999 | 0 | 0.139 | 2 | 88 | 0 | 0 | 0
6:30 | 1985 | 4 | 6 | 6 | 10.2 | 2.2 | 58 | 94100 | 4 | 1365 | 299 | 1 | 0 | 1 | 100 | 0 | 100 | 20 | 260 | 0.5 | 9 | 2 | 30 | 2700 | 9 | 999999999 | 0 | 0.139 | 2 | 88 | 0 | 0 | 0
7:30 | 1985 | 4 | 6 | 7 | 10.4 | 3.5 | 62 | 94100 | 164 | 1365 | 302 | 50 | 58 | 43 | 5600 | 3200 | 5200 | 910 | 290 | 1 | 4 | 2 | 30 | 22000 | 9 | 999999999 | 0 | 0.139 | 2 | 88 | 0 | 0 | 0
8:30 | 1985 | 4 | 6 | 8 | 11.6 | 5.2 | 65 | 94100 | 395 | 1365 | 309 | 210 | 326 | 115 | 22400 | 26500 | 14300 | 2270 | 320 | 3.1 | 2 | 2 | 30 | 22000 | 9 | 999999999 | 0 | 0.139 | 2 | 88 | 0 | 0 | 0
9:30 | 1985 | 4 | 6 | 9 | 12.7 | 5.7 | 62 | 94100 | 607 | 1365 | 320 | 373 | 543 | 131 | 40600 | 50400 | 18000 | 2600 | 330 | 1.5 | 4 | 4 | 30 | 22000 | 9 | 999999999 | 0 | 0.139 | 2 | 88 | 0 | 0 | 0
10:30 | 1985 | 4 | 6 | 10 | 13.1 | 6.1 | 62 | 94100 | 785 | 1365 | 312 | 364 | 198 | 249 | 40300 | 19300 | 29100 | 6590 | 350 | 2.1 | 7 | 1 | 30 | 3600 | 9 | 999999999 | 0 | 0.139 | 2 | 88 | 0 | 0 | 0
11:30 | 1985 | 4 | 6 | 11 | 13.8 | 6.3 | 61 | 94100 | 917 | 1365 | 315 | 323 | 19 | 310 | 36900 | 1600 | 35700 | 13030 | 70 | 1.5 | 9 | 1 | 30 | 6600 | 9 | 999999999 | 0 | 0.139 | 2 | 88 | 0 | 0 | 0
12:30 | 1985 | 4 | 6 | 12 | 14.8 | 6.4 | 57 | 94100 | 994 | 1365 | 320 | 490 | 179 | 360 | 54200 | 17700 | 41300 | 11350 | 40 | 2.1 | 7 | 1 | 30 | 6000 | 9 | 999999999 | 0 | 0.139 | 2 | 88 | 0 | 0 | 0
13:30 | 1985 | 4 | 6 | 13 | 15 | 5 | 51 | 94100 | 1010 | 1365 | 351 | 365 | 20 | 351 | 41900 | 1700 | 40500 | 14950 | 330 | 2.1 | 9 | 9 | 20 | 1200 | 9 | 999999999 | 0 | 0.139 | 2 | 88 | 0 | 0 | 0
14:30 | 1985 | 4 | 6 | 14 | 15.1 | 5.4 | 52 | 94100 | 965 | 1365 | 333 | 345 | 52 | 308 | 38400 | 5000 | 35100 | 11190 | 360 | 2.1 | 9 | 5 | 15 | 3000 | 9 | 999999999 | 0 | 0.139 | 2 | 88 | 0 | 0 | 0
15:30 | 1985 | 4 | 6 | 15 | 15.3 | 6.2 | 55 | 94000 | 862 | 1365 | 326 | 299 | 49 | 268 | 33200 | 4700 | 30600 | 9070 | 310 | 2.1 | 9 | 2 | 15 | 6000 | 9 | 999999999 | 0 | 0.139 | 2 | 88 | 0 | 0 | 0
16:30 | 1985 | 4 | 6 | 16 | 16.1 | 5.3 | 49 | 94000 | 707 | 1365 | 329 | 429 | 405 | 218 | 46400 | 39100 | 26200 | 4980 | 360 | 1 | 5 | 2 | 15 | 22000 | 9 | 999999999 | 0 | 0.139 | 2 | 88 | 0 | 0 | 0
17:30 | 1985 | 4 | 6 | 17 | 15.4 | 5.3 | 51 | 94000 | 512 | 1365 | 326 | 204 | 125 | 157 | 22400 | 11300 | 18500 | 3620 | 30 | 1.5 | 7 | 2 | 7 | 6000 | 0 | 999999919 | 0 | 0.139 | 2 | 88 | 0 | 0 | 0
18:30 | 1985 | 4 | 6 | 18 | 6.3 | 4.8 | 90 | 94500 | 289 | 1365 | 319 | 33 | 0 | 33 | 3900 | 0 | 4000 | 1370 | 260 | 13.4 | 10 | 10 | 7 | 600 | 0 | 199999999 | 0 | 0.139 | 2 | 88 | 0 | 0 | 0
19:30 | 1985 | 4 | 6 | 19 | 6.2 | 4.7 | 90 | 94600 | 63 | 1365 | 290 | 7 | 0 | 7 | 900 | 0 | 900 | 270 | 240 | 5.1 | 9 | 4 | 30 | 2700 | 9 | 999999999 | 0 | 0.139 | 2 | 88 | 0 | 0 | 0
20:30 | 1985 | 4 | 6 | 20 | 6.2 | 4.6 | 89 | 94700 | 0 | 1365 | 285 | 0 | 0 | 0 | 0 | 0 | 0 | 0 | 220 | 2.6 | 9 | 2 | 30 | 2700 | 9 | 999999999 | 0 | 0.139 | 2 | 88 | 0 | 0 | 0
21:30 | 1985 | 4 | 6 | 21 | 6.4 | 4.8 | 89 | 94700 | 0 | 1365 | 300 | 0 | 0 | 0 | 0 | 0 | 0 | 0 | 220 | 3.1 | 7 | 7 | 35 | 2400 | 9 | 999999999 | 0 | 0.139 | 2 | 88 | 0 | 0 | 0
22:30 | 1985 | 4 | 6 | 22 | 7 | 3.7 | 79 | 94700 | 0 | 1365 | 312 | 0 | 0 | 0 | 0 | 0 | 0 | 0 | 240 | 5.1 | 9 | 9 | 35 | 2400 | 9 | 999999999 | 0 | 0.139 | 2 | 88 | 0 | 0 | 0
23:30 | 1985 | 4 | 6 | 23 | 7.3 | 3.2 | 75 | 94800 | 0 | 1365 | 322 | 0 | 0 | 0 | 0 | 0 | 0 | 0 | 240 | 7.2 | 10 | 10 | 35 | 2400 | 9 | 999999999 | 0 | 0.139 | 2 | 88 | 0 | 0 | 0
0:30 | 1985 | 4 | 6 | 24 | 7 | 3.2 | 77 | 94800 | 0 | 1365 | 312 | 0 | 0 | 0 | 0 | 0 | 0 | 0 | 240 | 5.1 | 10 | 9 | 40 | 3000 | 9 | 999999999 | 0 | 0.139 | 2 | 88 | 0 | 0 | 0
1:30 | 1985 | 4 | 7 | 1 | 7.2 | 3.2 | 76 | 94900 | 0 | 1364 | 322 | 0 | 0 | 0 | 0 | 0 | 0 | 0 | 240 | 6.2 | 10 | 10 | 40 | 3000 | 9 | 999999999 | 0 | 0.14 | 2 | 88 | 0 | 0 | 0
2:30 | 1985 | 4 | 7 | 2 | 6.4 | 2.4 | 76 | 94900 | 0 | 1364 | 291 | 0 | 0 | 0 | 0 | 0 | 0 | 0 | 240 | 6.2 | 7 | 5 | 40 | 7500 | 9 | 999999999 | 0 | 0.14 | 2 | 88 | 0 | 0 | 0
3:30 | 1985 | 4 | 7 | 3 | 6.1 | 2.3 | 77 | 94900 | 0 | 1364 | 288 | 0 | 0 | 0 | 0 | 0 | 0 | 0 | 240 | 5.1 | 7 | 4 | 40 | 7500 | 9 | 999999999 | 0 | 0.14 | 2 | 88 | 0 | 0 | 0
4:30 | 1985 | 4 | 7 | 4 | 6.4 | 2.1 | 74 | 94900 | 0 | 1364 | 289 | 0 | 0 | 0 | 0 | 0 | 0 | 0 | 250 | 7.2 | 5 | 4 | 40 | 22000 | 9 | 999999999 | 0 | 0.14 | 2 | 88 | 0 | 0 | 0
5:30 | 1985 | 4 | 7 | 5 | 6.6 | 2.7 | 76 | 94900 | 0 | 1364 | 298 | 0 | 0 | 0 | 0 | 0 | 0 | 0 | 250 | 8.2 | 7 | 7 | 40 | 2700 | 9 | 999999999 | 0 | 0.14 | 2 | 88 | 0 | 0 | 0
6:30 | 1985 | 4 | 7 | 6 | 6.8 | 2.2 | 72 | 95000 | 6 | 1364 | 285 | 1 | 0 | 1 | 100 | 0 | 100 | 40 | 250 | 8.2 | 7 | 2 | 60 | 2400 | 9 | 999999999 | 0 | 0.14 | 2 | 88 | 0 | 0 | 0
7:30 | 1985 | 4 | 7 | 7 | 7.1 | 1.8 | 69 | 95100 | 172 | 1364 | 282 | 45 | 17 | 43 | 5000 | 1100 | 4900 | 1060 | 250 | 8.2 | 6 | 1 | 75 | 2700 | 9 | 999999999 | 0 | 0.14 | 2 | 88 | 0 | 0 | 0
8:30 | 1985 | 4 | 7 | 8 | 8.2 | 2.3 | 66 | 95100 | 403 | 1364 | 287 | 220 | 352 | 115 | 22900 | 29400 | 15200 | 2180 | 250 | 7.2 | 1 | 1 | 75 | 22000 | 9 | 999999999 | 0 | 0.14 | 2 | 88 | 0 | 0 | 0
9:30 | 1985 | 4 | 7 | 9 | 9.3 | 1.4 | 58 | 95100 | 614 | 1364 | 291 | 402 | 651 | 108 | 42700 | 62400 | 15800 | 2220 | 250 | 7.2 | 1 | 1 | 75 | 22000 | 9 | 999999999 | 0 | 0.14 | 2 | 88 | 0 | 0 | 0
10:30 | 1985 | 4 | 7 | 10 | 10.6 | -0.7 | 45 | 95100 | 792 | 1364 | 298 | 557 | 726 | 134 | 59600 | 72300 | 19000 | 3140 | 250 | 6.7 | 2 | 2 | 75 | 22000 | 9 | 999999999 | 0 | 0.14 | 2 | 88 | 0 | 0 | 0
11:30 | 1985 | 4 | 7 | 11 | 11.2 | 0 | 46 | 95000 | 923 | 1364 | 301 | 677 | 855 | 97 | 71500 | 86300 | 13600 | 2380 | 270 | 5.1 | 2 | 2 | 75 | 22000 | 9 | 999999999 | 0 | 0.14 | 2 | 88 | 0 | 0 | 0
12:30 | 1985 | 4 | 7 | 12 | 12.8 | 0.6 | 43 | 94900 | 1000 | 1364 | 309 | 747 | 872 | 106 | 78700 | 88400 | 14600 | 2780 | 250 | 5.7 | 2 | 2 | 75 | 22000 | 9 | 999999999 | 0 | 0.14 | 2 | 88 | 0 | 0 | 0
13:30 | 1985 | 4 | 7 | 13 | 14.3 | 1 | 40 | 94800 | 1016 | 1364 | 316 | 734 | 707 | 206 | 78400 | 70800 | 27100 | 6320 | 250 | 5.1 | 4 | 2 | 75 | 22000 | 9 | 999999999 | 0 | 0.14 | 2 | 88 | 0 | 0 | 0
14:30 | 1985 | 4 | 7 | 14 | 15.1 | 1.2 | 39 | 94600 | 971 | 1364 | 315 | 730 | 814 | 150 | 77200 | 82000 | 19900 | 3930 | 230 | 4.1 | 1 | 1 | 75 | 22000 | 9 | 999999999 | 0 | 0.14 | 2 | 88 | 0 | 0 | 0
15:30 | 1985 | 4 | 7 | 15 | 16 | 0.1 | 34 | 94500 | 867 | 1364 | 318 | 635 | 868 | 82 | 67400 | 87400 | 11700 | 2070 | 230 | 4.6 | 1 | 1 | 75 | 22000 | 9 | 999999999 | 0 | 0.14 | 2 | 88 | 0 | 0 | 0
16:30 | 1985 | 4 | 7 | 16 | 16 | 0.1 | 34 | 94500 | 712 | 1364 | 318 | 492 | 753 | 97 | 52100 | 74700 | 14100 | 2100 | 230 | 4.6 | 1 | 1 | 75 | 22000 | 9 | 999999999 | 0 | 0.14 | 2 | 88 | 0 | 0 | 0
17:30 | 1985 | 4 | 7 | 17 | 16.2 | -2.6 | 27 | 94400 | 517 | 1364 | 316 | 302 | 413 | 145 | 31700 | 37800 | 18600 | 2830 | 190 | 3.6 | 4 | 1 | 75 | 22000 | 9 | 999999999 | 0 | 0.14 | 2 | 88 | 0 | 0 | 0
18:30 | 1985 | 4 | 7 | 18 | 14.8 | -1.3 | 33 | 94400 | 294 | 1364 | 311 | 108 | 96 | 88 | 11800 | 7400 | 10300 | 1890 | 140 | 4.1 | 6 | 1 | 75 | 8100 | 9 | 999999999 | 0 | 0.14 | 2 | 88 | 0 | 0 | 0
19:30 | 1985 | 4 | 7 | 19 | 11.5 | 1.3 | 49 | 94300 | 67 | 1364 | 294 | 15 | 0 | 15 | 1700 | 0 | 1700 | 520 | 120 | 3.1 | 4 | 0 | 75 | 22000 | 9 | 999999999 | 0 | 0.14 | 2 | 88 | 0 | 0 | 0
20:30 | 1985 | 4 | 7 | 20 | 9.4 | 1.6 | 58 | 94300 | 0 | 1364 | 286 | 0 | 0 | 0 | 0 | 0 | 0 | 0 | 120 | 2.6 | 4 | 0 | 75 | 22000 | 9 | 999999999 | 0 | 0.14 | 2 | 88 | 0 | 0 | 0
21:30 | 1985 | 4 | 7 | 21 | 9.7 | 1.8 | 58 | 94300 | 0 | 1364 | 297 | 0 | 0 | 0 | 0 | 0 | 0 | 0 | 120 | 3.1 | 2 | 2 | 60 | 22000 | 9 | 999999999 | 0 | 0.14 | 2 | 88 | 0 | 0 | 0
22:30 | 1985 | 4 | 7 | 22 | 8.4 | 2.3 | 65 | 94300 | 0 | 1364 | 292 | 0 | 0 | 0 | 0 | 0 | 0 | 0 | 140 | 3.6 | 2 | 2 | 50 | 22000 | 9 | 999999999 | 0 | 0.14 | 2 | 88 | 0 | 0 | 0
23:30 | 1985 | 4 | 7 | 23 | 7.7 | 1.7 | 66 | 94300 | 0 | 1364 | 279 | 0 | 0 | 0 | 0 | 0 | 0 | 0 | 180 | 2.6 | 1 | 0 | 50 | 22000 | 9 | 999999999 | 0 | 0.14 | 2 | 88 | 0 | 0 | 0

## Typical summer
Local clock time | Year | Month | Day | GMT+1 Hour | Dry bulb temperature | Dew point temperature | Relative humidity | Atmospheric station pressure | Extraterrestrial Horizontal Radiation | Extraterrestrial Direct Normal Radiation | Horizontal Infrared Radiation from Sky | Global Horizontal Radiation | Direct Normal Radiation | Diffuse Horizontal Radiation | Direct Normal Illuminance | Diffuse Horizontal Illuminance | Zenith Luminance
[5 empty] | °C | °C | % | Pa | Wh/m2 | Wh/m2 | Wh/m2 | Wh/m2 | Wh/m2 | Wh/m2 | Cd/m2 | Cd/m2 | Cd/m2
0:30 | 1988 | 7 | 14 | 24 | 13.3 | 9.4 | 77 | 95400 | 0 | 1322 | 316 | 0 | 0 | 0 | 0 | 0 | 0 | 0 | 210 | 1.5 | 9 | 1 | 40 | 2400 | 9 | 999999999 | 0 | 0.249 | 5 | 88 | 0 | 0 | 0
1:30 | 1988 | 7 | 15 | 1 | 13.8 | 8.8 | 72 | 95400 | 0 | 1322 | 318 | 0 | 0 | 0 | 0 | 0 | 0 | 0 | 210 | 1.5 | 9 | 1 | 50 | 3300 | 9 | 999999999 | 0 | 0.25 | 5 | 88 | 0 | 0 | 0
2:30 | 1988 | 7 | 15 | 2 | 13.3 | 9.1 | 76 | 95400 | 0 | 1322 | 348 | 0 | 0 | 0 | 0 | 0 | 0 | 0 | 190 | 1.5 | 9 | 9 | 50 | 3300 | 9 | 999999999 | 0 | 0.25 | 5 | 88 | 0 | 0 | 0
3:30 | 1988 | 7 | 15 | 3 | 13.2 | 10 | 81 | 95300 | 0 | 1322 | 358 | 0 | 0 | 0 | 0 | 0 | 0 | 0 | 210 | 1 | 10 | 10 | 50 | 2700 | 9 | 999999999 | 0 | 0.25 | 5 | 88 | 0 | 0 | 0
4:30 | 1988 | 7 | 15 | 4 | 13.2 | 9.7 | 79 | 95300 | 0 | 1322 | 348 | 0 | 0 | 0 | 0 | 0 | 0 | 0 | 210 | 2.6 | 9 | 9 | 50 | 2400 | 9 | 999999999 | 0 | 0.25 | 5 | 88 | 0 | 0 | 0
5:30 | 1988 | 7 | 15 | 5 | 13 | 10.3 | 84 | 95300 | 17 | 1322 | 328 | 1 | 0 | 1 | 100 | 0 | 100 | 30 | 210 | 4.1 | 10 | 5 | 30 | 1500 | 0 | 909999999 | 0 | 0.25 | 5 | 88 | 0 | 0 | 0
6:30 | 1988 | 7 | 15 | 6 | 12.3 | 10.3 | 88 | 95300 | 187 | 1322 | 328 | 13 | 0 | 13 | 1600 | 0 | 1600 | 540 | 200 | 4.1 | 10 | 6 | 40 | 2100 | 0 | 909999999 | 0 | 0.25 | 5 | 88 | 0 | 0 | 0
7:30 | 1988 | 7 | 15 | 7 | 12.4 | 10.4 | 88 | 95300 | 400 | 1322 | 355 | 48 | 0 | 48 | 5700 | 0 | 5700 | 2070 | 210 | 4.1 | 10 | 10 | 30 | 900 | 0 | 909999999 | 0 | 0.25 | 5 | 88 | 0 | 0 | 0
8:30 | 1988 | 7 | 15 | 8 | 12.9 | 10.4 | 85 | 95400 | 610 | 1322 | 347 | 176 | 31 | 162 | 19700 | 2900 | 18700 | 4930 | 210 | 4.6 | 9 | 9 | 30 | 1200 | 0 | 909999999 | 0 | 0.25 | 5 | 88 | 0 | 0 | 0
9:30 | 1988 | 7 | 15 | 9 | 12.6 | 10.1 | 85 | 95400 | 804 | 1322 | 355 | 137 | 0 | 137 | 16400 | 0 | 16500 | 6610 | 230 | 5.1 | 10 | 10 | 30 | 450 | 0 | 909999999 | 0 | 0.25 | 5 | 88 | 0 | 0 | 0
10:30 | 1988 | 7 | 15 | 10 | 13 | 8.6 | 75 | 95400 | 967 | 1322 | 346 | 337 | 38 | 309 | 37600 | 3600 | 35400 | 11560 | 230 | 7.7 | 9 | 9 | 30 | 1200 | 9 | 999999999 | 0 | 0.25 | 5 | 88 | 0 | 0 | 0
11:30 | 1988 | 7 | 15 | 11 | 13.2 | 8 | 71 | 95400 | 1089 | 1322 | 356 | 206 | 1 | 205 | 25000 | 100 | 25100 | 10310 | 240 | 7.2 | 10 | 10 | 30 | 600 | 9 | 999999999 | 0 | 0.25 | 5 | 88 | 0 | 0 | 0
12:30 | 1988 | 7 | 15 | 12 | 13.9 | 7.1 | 64 | 95400 | 1161 | 1322 | 358 | 224 | 1 | 223 | 27300 | 100 | 27300 | 11160 | 270 | 7.7 | 10 | 10 | 30 | 750 | 9 | 999999999 | 0 | 0.25 | 5 | 88 | 0 | 0 | 0
13:30 | 1988 | 7 | 15 | 13 | 14.3 | 6.7 | 60 | 95400 | 1179 | 1322 | 337 | 435 | 46 | 394 | 48700 | 4500 | 45000 | 18810 | 250 | 7.7 | 9 | 7 | 40 | 1500 | 9 | 999999999 | 0 | 0.25 | 5 | 88 | 0 | 0 | 0
14:30 | 1988 | 7 | 15 | 14 | 14.4 | 6.6 | 59 | 95500 | 1141 | 1322 | 338 | 418 | 15 | 405 | 48600 | 1300 | 47400 | 17570 | 280 | 6.7 | 9 | 7 | 40 | 1500 | 9 | 999999999 | 0 | 0.25 | 5 | 88 | 0 | 0 | 0
15:30 | 1988 | 7 | 15 | 15 | 13.5 | 8.3 | 71 | 95500 | 1050 | 1322 | 335 | 375 | 14 | 364 | 43400 | 1200 | 42300 | 15860 | 270 | 5.1 | 9 | 7 | 30 | 1500 | 9 | 999999999 | 0 | 0.25 | 5 | 88 | 0 | 0 | 0
16:30 | 1988 | 7 | 15 | 16 | 13.6 | 8.2 | 70 | 95500 | 912 | 1322 | 332 | 312 | 42 | 283 | 34800 | 4000 | 32400 | 10160 | 260 | 6.2 | 9 | 6 | 40 | 1500 | 0 | 909999999 | 0 | 0.25 | 5 | 88 | 0 | 0 | 0
17:30 | 1988 | 7 | 15 | 17 | 14 | 8.2 | 68 | 95500 | 736 | 1322 | 322 | 384 | 264 | 237 | 41700 | 25300 | 28600 | 5590 | 230 | 5.1 | 6 | 2 | 40 | 3000 | 9 | 999999999 | 0 | 0.25 | 5 | 88 | 0 | 0 | 0
18:30 | 1988 | 7 | 15 | 18 | 15.4 | 6.3 | 55 | 95400 | 535 | 1322 | 327 | 288 | 357 | 144 | 30700 | 32200 | 19200 | 2820 | 240 | 8.7 | 4 | 2 | 40 | 22000 | 9 | 999999999 | 0 | 0.25 | 5 | 88 | 0 | 0 | 0
19:30 | 1988 | 7 | 15 | 19 | 15 | 5.6 | 53 | 95400 | 322 | 1322 | 335 | 64 | 0 | 64 | 7300 | 0 | 7300 | 2470 | 260 | 5.7 | 9 | 6 | 40 | 900 | 9 | 999999999 | 0 | 0.25 | 5 | 88 | 0 | 0 | 0
20:30 | 1988 | 7 | 15 | 20 | 14.3 | 7.1 | 62 | 95500 | 112 | 1322 | 338 | 10 | 0 | 10 | 1200 | 0 | 1200 | 400 | 250 | 6.7 | 9 | 7 | 45 | 1200 | 9 | 999999999 | 0 | 0.25 | 5 | 88 | 0 | 0 | 0
21:30 | 1988 | 7 | 15 | 21 | 13.8 | 7.4 | 65 | 95500 | 0 | 1322 | 329 | 0 | 0 | 0 | 0 | 0 | 0 | 0 | 250 | 6.9 | 9 | 5 | 40 | 1200 | 9 | 999999999 | 0 | 0.25 | 5 | 88 | 0 | 0 | 0
22:30 | 1988 | 7 | 15 | 22 | 13.4 | 7.6 | 68 | 95600 | 0 | 1322 | 319 | 0 | 0 | 0 | 0 | 0 | 0 | 0 | 250 | 7.2 | 9 | 2 | 35 | 3000 | 9 | 999999999 | 0 | 0.25 | 5 | 88 | 0 | 0 | 0
23:30 | 1988 | 7 | 15 | 23 | 13 | 8.2 | 73 | 95600 | 0 | 1322 | 345 | 0 | 0 | 0 | 0 | 0 | 0 | 0 | 240 | 5.7 | 9 | 9 | 35 | 1800 | 9 | 999999999 | 0 | 0.25 | 5 | 88 | 0 | 0 | 0
0:30 | 1988 | 7 | 15 | 24 | 12.5 | 7.9 | 74 | 95600 | 0 | 1322 | 330 | 0 | 0 | 0 | 0 | 0 | 0 | 0 | 230 | 4.6 | 7 | 7 | 35 | 1800 | 9 | 999999999 | 0 | 0.25 | 5 | 88 | 0 | 0 | 0
1:30 | 1988 | 7 | 16 | 1 | 12.4 | 8 | 75 | 95600 | 0 | 1322 | 321 | 0 | 0 | 0 | 0 | 0 | 0 | 0 | 240 | 5.1 | 9 | 4 | 35 | 2400 | 9 | 999999999 | 0 | 0.25 | 5 | 88 | 0 | 0 | 0
2:30 | 1988 | 7 | 16 | 2 | 12 | 8.7 | 80 | 95600 | 0 | 1322 | 325 | 0 | 0 | 0 | 0 | 0 | 0 | 0 | 240 | 5.1 | 10 | 6 | 30 | 1500 | 0 | 909999999 | 0 | 0.25 | 5 | 88 | 0 | 0 | 0
3:30 | 1988 | 7 | 16 | 3 | 11.9 | 8.6 | 80 | 95500 | 0 | 1322 | 350 | 0 | 0 | 0 | 0 | 0 | 0 | 0 | 230 | 3.1 | 10 | 10 | 30 | 1500 | 9 | 999999999 | 0 | 0.25 | 5 | 88 | 0 | 0 | 0
4:30 | 1988 | 7 | 16 | 4 | 12 | 9.6 | 85 | 95500 | 0 | 1322 | 352 | 0 | 0 | 0 | 0 | 0 | 0 | 0 | 240 | 4.6 | 10 | 10 | 25 | 900 | 0 | 909999999 | 0 | 0.25 | 5 | 88 | 0 | 0 | 0
5:30 | 1988 | 7 | 16 | 5 | 11.7 | 9.5 | 86 | 95500 | 16 | 1322 | 350 | 1 | 0 | 1 | 100 | 0 | 100 | 30 | 240 | 4.1 | 10 | 10 | 20 | 1500 | 9 | 999999999 | 0 | 0.25 | 5 | 88 | 0 | 0 | 0
6:30 | 1988 | 7 | 16 | 6 | 11.5 | 9.5 | 88 | 95500 | 184 | 1322 | 349 | 13 | 0 | 13 | 1600 | 0 | 1600 | 530 | 240 | 5.7 | 10 | 10 | 8 | 600 | 0 | 909999999 | 0 | 0.25 | 5 | 88 | 0 | 0 | 0
7:30 | 1988 | 7 | 16 | 7 | 11.2 | 9.9 | 92 | 95500 | 397 | 1322 | 339 | 90 | 0 | 90 | 10200 | 0 | 10300 | 3500 | 240 | 4.6 | 9 | 9 | 9 | 600 | 0 | 909999999 | 0 | 0.25 | 5 | 88 | 0 | 0 | 0
8:30 | 1988 | 7 | 16 | 8 | 11.7 | 9.9 | 89 | 95600 | 608 | 1322 | 351 | 92 | 0 | 92 | 11000 | 0 | 11000 | 4210 | 230 | 5.1 | 10 | 10 | 10 | 660 | 0 | 909999999 | 0 | 0.25 | 5 | 88 | 0 | 0 | 0
9:30 | 1988 | 7 | 16 | 9 | 12.6 | 9.4 | 81 | 95500 | 801 | 1322 | 355 | 137 | 0 | 137 | 16400 | 0 | 16500 | 6590 | 250 | 6.7 | 10 | 10 | 10 | 720 | 9 | 999999999 | 0 | 0.25 | 5 | 88 | 0 | 0 | 0
10:30 | 1988 | 7 | 16 | 10 | 12.8 | 9.4 | 80 | 95500 | 965 | 1322 | 346 | 335 | 37 | 308 | 37500 | 3600 | 35300 | 11500 | 240 | 6.2 | 9 | 9 | 12 | 420 | 9 | 999999999 | 0 | 0.25 | 5 | 88 | 0 | 0 | 0
11:30 | 1988 | 7 | 16 | 11 | 13.3 | 9.6 | 78 | 95500 | 1087 | 1322 | 358 | 205 | 1 | 204 | 24900 | 100 | 24900 | 10270 | 240 | 5.1 | 10 | 10 | 12 | 420 | 9 | 999999999 | 0 | 0.25 | 5 | 88 | 0 | 0 | 0
12:30 | 1988 | 7 | 16 | 12 | 14.3 | 9 | 70 | 95500 | 1159 | 1322 | 353 | 425 | 46 | 385 | 47600 | 4400 | 44100 | 17800 | 240 | 5.1 | 9 | 9 | 16 | 600 | 9 | 999999999 | 0 | 0.25 | 5 | 88 | 0 | 0 | 0
13:30 | 1988 | 7 | 16 | 13 | 13.4 | 10.6 | 83 | 95500 | 1177 | 1322 | 360 | 227 | 1 | 225 | 27700 | 100 | 27700 | 11300 | 280 | 4.6 | 10 | 10 | 6 | 720 | 0 | 939999999 | 0 | 0.25 | 5 | 88 | 0 | 0 | 0
14:30 | 1988 | 7 | 16 | 14 | 12 | 9.3 | 84 | 95500 | 1139 | 1322 | 329 | 218 | 1 | 217 | 26500 | 100 | 26600 | 10880 | 230 | 6.2 | 10 | 7 | 11 | 2700 | 0 | 909999999 | 0 | 0.25 | 5 | 88 | 0 | 0 | 0
15:30 | 1988 | 7 | 16 | 15 | 12.9 | 10.2 | 84 | 95600 | 1048 | 1322 | 335 | 196 | 1 | 195 | 23700 | 100 | 23700 | 9800 | 310 | 3.1 | 10 | 7 | 8 | 2700 | 9 | 999999999 | 0 | 0.25 | 5 | 88 | 0 | 0 | 0
16:30 | 1988 | 7 | 16 | 16 | 12.1 | 9.6 | 85 | 95600 | 910 | 1322 | 330 | 163 | 0 | 162 | 19600 | 0 | 19600 | 8010 | 280 | 4.6 | 10 | 7 | 8 | 1200 | 0 | 939999999 | 0 | 0.25 | 5 | 88 | 0 | 0 | 0
17:30 | 1988 | 7 | 16 | 17 | 12.5 | 9.6 | 82 | 95600 | 734 | 1322 | 332 | 121 | 0 | 121 | 14500 | 0 | 14500 | 5730 | 290 | 3.6 | 10 | 7 | 10 | 2700 | 0 | 909999999 | 0 | 0.25 | 5 | 88 | 0 | 0 | 0
18:30 | 1988 | 7 | 16 | 18 | 12.2 | 9.9 | 86 | 95600 | 533 | 1322 | 331 | 75 | 0 | 75 | 9000 | 0 | 9000 | 3380 | 300 | 2.6 | 10 | 7 | 9 | 1350 | 0 | 909999999 | 0 | 0.25 | 5 | 88 | 0 | 0 | 0
19:30 | 1988 | 7 | 16 | 19 | 12.5 | 10.4 | 87 | 95600 | 320 | 1322 | 324 | 33 | 0 | 33 | 4000 | 0 | 4000 | 1400 | 250 | 3.1 | 10 | 4 | 7 | 2400 | 0 | 909999999 | 0 | 0.25 | 5 | 88 | 0 | 0 | 0
20:30 | 1988 | 7 | 16 | 20 | 11.8 | 9.8 | 88 | 95600 | 109 | 1322 | 320 | 5 | 0 | 5 | 600 | 0 | 600 | 210 | 220 | 4.1 | 10 | 4 | 7 | 2400 | 0 | 909999999 | 0 | 0.25 | 5 | 88 | 0 | 0 | 0
21:30 | 1988 | 7 | 16 | 21 | 11.2 | 9.4 | 89 | 95600 | 0 | 1322 | 311 | 0 | 0 | 0 | 0 | 0 | 0 | 0 | 190 | 3.1 | 10 | 2 | 15 | 2400 | 0 | 909999999 | 0 | 0.25 | 5 | 88 | 0 | 0 | 0
22:30 | 1988 | 7 | 16 | 22 | 11.3 | 9.9 | 91 | 95600 | 0 | 1322 | 323 | 0 | 0 | 0 | 0 | 0 | 0 | 0 | 210 | 4.1 | 10 | 6 | 15 | 1200 | 0 | 909999999 | 0 | 0.25 | 5 | 88 | 0 | 0 | 0
23:30 | 1988 | 7 | 16 | 23 | 11.2 | 9.7 | 90 | 95600 | 0 | 1322 | 322 | 0 | 0 | 0 | 0 | 0 | 0 | 0 | 230 | 2.1 | 10 | 6 | 15 | 1050 | 0 | 909999999 | 0 | 0.25 | 5 | 88 | 0 | 0 | 0
0:30 | 1988 | 7 | 16 | 24 | 11 | 9.7 | 92 | 95600 | 0 | 1322 | 311 | 0 | 0 | 0 | 0 | 0 | 0 | 0 | 210 | 2.6 | 10 | 2 | 15 | 2400 | 0 | 909999999 | 0 | 0.25 | 5 | 88 | 0 | 0 | 0
1:30 | 1988 | 7 | 17 | 1 | 11.3 | 9.9 | 91 | 95600 | 0 | 1322 | 312 | 0 | 0 | 0 | 0 | 0 | 0 | 0 | 200 | 3.1 | 10 | 2 | 15 | 2700 | 0 | 909999999 | 0 | 0.25 | 5 | 88 | 0 | 0 | 0
2:30 | 1988 | 7 | 17 | 2 | 11.3 | 9.9 | 91 | 95600 | 0 | 1322 | 312 | 0 | 0 | 0 | 0 | 0 | 0 | 0 | 220 | 3.1 | 9 | 2 | 15 | 2700 | 9 | 999999999 | 0 | 0.25 | 5 | 88 | 0 | 0 | 0
3:30 | 1988 | 7 | 17 | 3 | 11 | 9.2 | 89 | 95600 | 0 | 1322 | 316 | 0 | 0 | 0 | 0 | 0 | 0 | 0 | 210 | 4.6 | 9 | 4 | 15 | 2700 | 9 | 999999999 | 0 | 0.25 | 5 | 88 | 0 | 0 | 0
4:30 | 1988 | 7 | 17 | 4 | 11 | 9.2 | 89 | 95600 | 0 | 1322 | 346 | 0 | 0 | 0 | 0 | 0 | 0 | 0 | 210 | 4.6 | 10 | 10 | 15 | 1200 | 9 | 999999999 | 0 | 0.25 | 5 | 88 | 0 | 0 | 0
5:30 | 1988 | 7 | 17 | 5 | 11.1 | 9.3 | 89 | 95600 | 15 | 1322 | 319 | 1 | 0 | 1 | 200 | 0 | 200 | 50 | 220 | 3.1 | 9 | 5 | 15 | 2700 | 9 | 999999999 | 0 | 0.25 | 5 | 88 | 0 | 0 | 0
6:30 | 1988 | 7 | 17 | 6 | 11.8 | 9.4 | 85 | 95600 | 181 | 1322 | 322 | 23 | 0 | 23 | 2800 | 0 | 2800 | 910 | 230 | 3.1 | 9 | 5 | 15 | 3000 | 9 | 999999999 | 0 | 0.25 | 5 | 88 | 0 | 0 | 0
7:30 | 1988 | 7 | 17 | 7 | 12.7 | 9.7 | 82 | 95600 | 394 | 1322 | 326 | 89 | 0 | 89 | 10100 | 0 | 10100 | 3460 | 240 | 4.1 | 9 | 5 | 20 | 3000 | 9 | 999999999 | 0 | 0.25 | 5 | 88 | 0 | 0 | 0
8:30 | 1988 | 7 | 17 | 8 | 13.4 | 9.5 | 77 | 95500 | 605 | 1322 | 321 | 174 | 4 | 172 | 19800 | 300 | 19600 | 6930 | 240 | 3.6 | 9 | 2 | 20 | 3000 | 9 | 999999999 | 0 | 0.25 | 5 | 88 | 0 | 0 | 0
9:30 | 1988 | 7 | 17 | 9 | 14.8 | 9.1 | 69 | 95500 | 799 | 1322 | 323 | 357 | 161 | 260 | 39700 | 15500 | 30500 | 7040 | 250 | 4.6 | 7 | 1 | 25 | 2700 | 9 | 999999999 | 0 | 0.25 | 5 | 88 | 0 | 0 | 0
10:30 | 1988 | 7 | 17 | 10 | 15.8 | 7.9 | 59 | 95400 | 963 | 1322 | 336 | 554 | 303 | 333 | 60600 | 29800 | 39100 | 10050 | 240 | 6.2 | 6 | 4 | 25 | 2700 | 9 | 999999999 | 0 | 0.25 | 5 | 88 | 0 | 0 | 0
11:30 | 1988 | 7 | 17 | 11 | 16.5 | 7.8 | 56 | 95400 | 1085 | 1322 | 339 | 726 | 551 | 273 | 80100 | 54200 | 34500 | 10460 | 240 | 6.2 | 5 | 4 | 25 | 22000 | 9 | 999999999 | 0 | 0.25 | 5 | 88 | 0 | 0 | 0
12:30 | 1988 | 7 | 17 | 12 | 17.6 | 6.6 | 48 | 95300 | 1158 | 1322 | 346 | 704 | 339 | 407 | 77800 | 33900 | 46500 | 18210 | 250 | 5.7 | 6 | 5 | 30 | 3600 | 9 | 999999999 | 0 | 0.25 | 5 | 88 | 0 | 0 | 0
13:30 | 1988 | 7 | 17 | 13 | 18.7 | 7.4 | 48 | 95300 | 1176 | 1322 | 349 | 596 | 188 | 428 | 66400 | 18700 | 48900 | 19560 | 290 | 5.7 | 7 | 4 | 30 | 2700 | 9 | 999999999 | 0 | 0.25 | 5 | 88 | 0 | 0 | 0
14:30 | 1988 | 7 | 17 | 14 | 18.9 | 5.5 | 41 | 95200 | 1138 | 1322 | 342 | 573 | 123 | 467 | 63800 | 12200 | 52900 | 20190 | 260 | 5.1 | 7 | 2 | 30 | 3300 | 9 | 999999999 | 0 | 0.25 | 5 | 88 | 0 | 0 | 0
15:30 | 1988 | 7 | 17 | 15 | 20 | 5.9 | 40 | 95200 | 1047 | 1322 | 343 | 375 | 19 | 360 | 43400 | 1700 | 41900 | 15720 | 270 | 4.6 | 9 | 1 | 30 | 7500 | 9 | 999999999 | 0 | 0.25 | 5 | 88 | 0 | 0 | 0
16:30 | 1988 | 7 | 17 | 16 | 19.8 | 6.1 | 41 | 95200 | 908 | 1322 | 342 | 163 | 0 | 163 | 19700 | 0 | 19700 | 8020 | 270 | 5.1 | 10 | 1 | 25 | 7500 | 9 | 999999999 | 0 | 0.25 | 5 | 88 | 0 | 0 | 0
17:30 | 1988 | 7 | 17 | 17 | 18.6 | 5.6 | 42 | 95200 | 733 | 1322 | 347 | 121 | 0 | 121 | 14500 | 0 | 14600 | 5740 | 250 | 8.7 | 10 | 4 | 25 | 2400 | 0 | 909999999 | 0 | 0.25 | 5 | 88 | 0 | 0 | 0
18:30 | 1988 | 7 | 17 | 18 | 16.2 | 6.6 | 53 | 95300 | 531 | 1322 | 331 | 75 | 0 | 75 | 9000 | 0 | 9000 | 3370 | 260 | 5.1 | 10 | 2 | 20 | 2400 | 0 | 909999999 | 0 | 0.25 | 5 | 88 | 0 | 0 | 0
19:30 | 1988 | 7 | 17 | 19 | 13.4 | 10.5 | 83 | 95400 | 318 | 1322 | 328 | 32 | 0 | 32 | 3900 | 0 | 3900 | 1380 | 250 | 3.1 | 10 | 4 | 12 | 2100 | 0 | 909999999 | 0 | 0.25 | 5 | 88 | 0 | 0 | 0
20:30 | 1988 | 7 | 17 | 20 | 13.1 | 10.4 | 84 | 95400 | 107 | 1322 | 326 | 5 | 0 | 5 | 600 | 0 | 600 | 200 | 200 | 2.1 | 10 | 4 | 12 | 2100 | 0 | 909999999 | 0 | 0.25 | 5 | 88 | 0 | 0 | 0
21:30 | 1988 | 7 | 17 | 21 | 12.4 | 10.6 | 89 | 95400 | 0 | 1322 | 323 | 0 | 0 | 0 | 0 | 0 | 0 | 0 | 200 | 3.1 | 10 | 4 | 12 | 1110 | 0 | 909999999 | 0 | 0.25 | 5 | 88 | 0 | 0 | 0
22:30 | 1988 | 7 | 17 | 22 | 12.6 | 11.6 | 94 | 95400 | 0 | 1322 | 331 | 0 | 0 | 0 | 0 | 0 | 0 | 0 | 180 | 1.5 | 10 | 6 | 9 | 900 | 0 | 909999999 | 0 | 0.25 | 5 | 88 | 0 | 0 | 0
23:30 | 1988 | 7 | 17 | 23 | 12.6 | 11.4 | 92 | 95500 | 0 | 1322 | 334 | 0 | 0 | 0 | 0 | 0 | 0 | 0 | 180 | 2.6 | 10 | 7 | 9 | 750 | 0 | 909999999 | 0 | 0.25 | 5 | 88 | 0 | 0 | 0
0:30 | 1988 | 7 | 17 | 24 | 13.1 | 11.7 | 91 | 95400 | 0 | 1322 | 337 | 0 | 0 | 0 | 0 | 0 | 0 | 0 | 230 | 2.1 | 10 | 7 | 12 | 690 | 0 | 909999999 | 0 | 0.25 | 5 | 88 | 0 | 0 | 0
1:30 | 1988 | 7 | 18 | 1 | 13.1 | 11.9 | 92 | 95400 | 0 | 1323 | 360 | 0 | 0 | 0 | 0 | 0 | 0 | 0 | 200 | 2.1 | 10 | 10 | 10 | 660 | 0 | 909999999 | 0 | 0.25 | 5 | 88 | 0 | 0 | 0
2:30 | 1988 | 7 | 18 | 2 | 13.1 | 11.9 | 92 | 95400 | 0 | 1323 | 360 | 0 | 0 | 0 | 0 | 0 | 0 | 0 | 200 | 2.6 | 10 | 10 | 10 | 660 | 9 | 999999999 | 0 | 0.25 | 5 | 88 | 0 | 0 | 0
3:30 | 1988 | 7 | 18 | 3 | 13.5 | 12.2 | 92 | 95400 | 0 | 1323 | 362 | 0 | 0 | 0 | 0 | 0 | 0 | 0 | 240 | 2.6 | 10 | 10 | 9 | 720 | 0 | 909999999 | 0 | 0.25 | 5 | 88 | 0 | 0 | 0
4:30 | 1988 | 7 | 18 | 4 | 13.3 | 12.3 | 94 | 95400 | 0 | 1323 | 362 | 0 | 0 | 0 | 0 | 0 | 0 | 0 | 220 | 2.1 | 10 | 10 | 10 | 1200 | 0 | 909999999 | 0 | 0.25 | 5 | 88 | 0 | 0 | 0
5:30 | 1988 | 7 | 18 | 5 | 13.6 | 12.4 | 92 | 95400 | 13 | 1323 | 353 | 1 | 0 | 1 | 200 | 0 | 200 | 50 | 190 | 2.6 | 9 | 9 | 12 | 1200 | 9 | 999999999 | 0 | 0.25 | 5 | 88 | 0 | 0 | 0
6:30 | 1988 | 7 | 18 | 6 | 13.8 | 12.6 | 92 | 95400 | 177 | 1323 | 354 | 23 | 0 | 23 | 2700 | 0 | 2700 | 880 | 200 | 3.1 | 9 | 9 | 30 | 1140 | 9 | 999999999 | 0 | 0.25 | 5 | 88 | 0 | 0 | 0
7:30 | 1988 | 7 | 18 | 7 | 14.6 | 13 | 90 | 95400 | 391 | 1323 | 330 | 162 | 182 | 108 | 17500 | 13900 | 14100 | 2100 | 220 | 4.6 | 5 | 2 | 30 | 22000 | 9 | 999999999 | 0 | 0.25 | 5 | 88 | 0 | 0 | 0
8:30 | 1988 | 7 | 18 | 8 | 16.2 | 13.5 | 84 | 95400 | 602 | 1323 | 334 | 319 | 303 | 181 | 34700 | 26600 | 23100 | 3890 | 230 | 3.6 | 5 | 1 | 30 | 22000 | 9 | 999999999 | 0 | 0.25 | 5 | 88 | 0 | 0 | 0
9:30 | 1988 | 7 | 18 | 9 | 17.9 | 13.1 | 73 | 95300 | 796 | 1323 | 341 | 477 | 410 | 230 | 51500 | 38300 | 30500 | 5470 | 250 | 4.6 | 5 | 1 | 30 | 22000 | 9 | 999999999 | 0 | 0.25 | 5 | 88 | 0 | 0 | 0
10:30 | 1988 | 7 | 18 | 10 | 19.5 | 11.8 | 61 | 95300 | 960 | 1323 | 364 | 332 | 56 | 292 | 37200 | 5300 | 33600 | 10940 | 260 | 6.2 | 9 | 6 | 30 | 900 | 9 | 999999999 | 0 | 0.25 | 5 | 88 | 0 | 0 | 0
11:30 | 1988 | 7 | 18 | 11 | 19.4 | 11.4 | 60 | 95300 | 1083 | 1323 | 360 | 643 | 325 | 376 | 70900 | 31300 | 44600 | 13980 | 250 | 7.7 | 6 | 5 | 30 | 3600 | 9 | 999999999 | 0 | 0.25 | 5 | 88 | 0 | 0 | 0
12:30 | 1988 | 7 | 18 | 12 | 17.2 | 12 | 71 | 95300 | 1156 | 1323 | 353 | 422 | 79 | 353 | 47400 | 7500 | 40600 | 16390 | 290 | 5.1 | 9 | 6 | 20 | 1050 | 0 | 939999999 | 0 | 0.25 | 5 | 88 | 0 | 0 | 0
13:30 | 1988 | 7 | 18 | 13 | 19.6 | 12.8 | 65 | 95300 | 1174 | 1323 | 366 | 430 | 34 | 400 | 48300 | 3200 | 46000 | 18860 | 290 | 4.6 | 9 | 6 | 20 | 1500 | 0 | 939999999 | 0 | 0.25 | 5 | 88 | 0 | 0 | 0
14:30 | 1988 | 7 | 18 | 14 | 19.1 | 11.3 | 61 | 95300 | 1136 | 1323 | 349 | 684 | 330 | 400 | 75600 | 31900 | 47000 | 16850 | 290 | 4.6 | 6 | 2 | 20 | 9000 | 9 | 999999999 | 0 | 0.25 | 5 | 88 | 0 | 0 | 0
15:30 | 1988 | 7 | 18 | 15 | 18.6 | 12.4 | 67 | 95300 | 1045 | 1323 | 357 | 371 | 76 | 311 | 41600 | 7200 | 35800 | 12620 | 320 | 3.1 | 9 | 5 | 20 | 1500 | 9 | 999999999 | 0 | 0.25 | 5 | 88 | 0 | 0 | 0
16:30 | 1988 | 7 | 18 | 16 | 18.7 | 11.8 | 64 | 95400 | 907 | 1323 | 357 | 509 | 277 | 319 | 55600 | 26400 | 38400 | 8970 | 310 | 5.1 | 6 | 5 | 20 | 3600 | 9 | 999999999 | 0 | 0.25 | 5 | 88 | 0 | 0 | 0
17:30 | 1988 | 7 | 18 | 17 | 17.8 | 11.3 | 66 | 95400 | 731 | 1323 | 373 | 229 | 22 | 217 | 26100 | 1600 | 24800 | 9060 | 310 | 5.7 | 9 | 9 | 25 | 1350 | 9 | 999999999 | 0 | 0.25 | 5 | 88 | 0 | 0 | 0
18:30 | 1988 | 7 | 18 | 18 | 17 | 10.4 | 65 | 95500 | 529 | 1323 | 368 | 142 | 4 | 140 | 16100 | 200 | 16000 | 5570 | 320 | 4.6 | 9 | 9 | 25 | 1350 | 9 | 999999999 | 0 | 0.25 | 5 | 88 | 0 | 0 | 0
19:30 | 1988 | 7 | 18 | 19 | 16.8 | 9.9 | 64 | 95500 | 315 | 1323 | 353 | 84 | 5 | 83 | 9400 | 200 | 9300 | 2970 | 310 | 2.6 | 7 | 7 | 25 | 1200 | 9 | 999999999 | 0 | 0.25 | 5 | 88 | 0 | 0 | 0
20:30 | 1988 | 7 | 18 | 20 | 16.3 | 9.6 | 64 | 95600 | 104 | 1323 | 363 | 9 | 0 | 9 | 1100 | 0 | 1100 | 360 | 300 | 2.1 | 9 | 9 | 25 | 1200 | 9 | 999999999 | 0 | 0.25 | 5 | 88 | 0 | 0 | 0
21:30 | 1988 | 7 | 18 | 21 | 15.8 | 9.5 | 66 | 95600 | 0 | 1323 | 361 | 0 | 0 | 0 | 0 | 0 | 0 | 0 | 300 | 2.6 | 9 | 9 | 25 | 1200 | 9 | 999999999 | 0 | 0.25 | 5 | 88 | 0 | 0 | 0
22:30 | 1988 | 7 | 18 | 22 | 15.5 | 9 | 65 | 95700 | 0 | 1323 | 359 | 0 | 0 | 0 | 0 | 0 | 0 | 0 | 280 | 3.1 | 9 | 9 | 30 | 1200 | 9 | 999999999 | 0 | 0.25 | 5 | 88 | 0 | 0 | 0
23:30 | 1988 | 7 | 18 | 23 | 15.1 | 9 | 67 | 95700 | 0 | 1323 | 357 | 0 | 0 | 0 | 0 | 0 | 0 | 0 | 290 | 2.6 | 9 | 9 | 30 | 1050 | 9 | 999999999 | 0 | 0.25 | 5 | 88 | 0 | 0 | 0
0:30 | 1988 | 7 | 18 | 24 | 14.6 | 9.3 | 70 | 95700 | 0 | 1323 | 354 | 0 | 0 | 0 | 0 | 0 | 0 | 0 | 290 | 2.3 | 9 | 9 | 27.5 | 1050 | 9 | 999999999 | 0 | 0.25 | 5 | 88 | 0 | 0 | 0
1:30 | 1988 | 7 | 19 | 1 | 14.2 | 9.5 | 73 | 95700 | 0 | 1323 | 353 | 0 | 0 | 0 | 0 | 0 | 0 | 0 | 290 | 2.1 | 9 | 9 | 25 | 1200 | 9 | 999999999 | 0 | 0.249 | 5 | 88 | 0 | 0 | 0
2:30 | 1988 | 7 | 19 | 2 | 13.9 | 8 | 68 | 95700 | 0 | 1323 | 349 | 0 | 0 | 0 | 0 | 0 | 0 | 0 | 290 | 2.1 | 9 | 9 | 25 | 1200 | 9 | 999999999 | 0 | 0.249 | 5 | 88 | 0 | 0 | 0
3:30 | 1988 | 7 | 19 | 3 | 13.8 | 8.1 | 68 | 95700 | 0 | 1323 | 349 | 0 | 0 | 0 | 0 | 0 | 0 | 0 | 290 | 2.1 | 9 | 9 | 25 | 1200 | 9 | 999999999 | 0 | 0.249 | 5 | 88 | 0 | 0 | 0
4:30 | 1988 | 7 | 19 | 4 | 13 | 7.8 | 71 | 95700 | 0 | 1323 | 345 | 0 | 0 | 0 | 0 | 0 | 0 | 0 | 300 | 2.1 | 9 | 9 | 25 | 1200 | 9 | 999999999 | 0 | 0.249 | 5 | 88 | 0 | 0 | 0
5:30 | 1988 | 7 | 19 | 5 | 13.1 | 7.9 | 71 | 95700 | 12 | 1323 | 346 | 1 | 0 | 1 | 100 | 0 | 100 | 40 | 280 | 2.1 | 9 | 9 | 20 | 1200 | 9 | 999999999 | 0 | 0.249 | 5 | 88 | 0 | 0 | 0
6:30 | 1988 | 7 | 19 | 6 | 13.3 | 8.4 | 72 | 95700 | 174 | 1323 | 331 | 22 | 0 | 22 | 2600 | 0 | 2600 | 860 | 280 | 1.5 | 9 | 6 | 20 | 1200 | 9 | 999999999 | 0 | 0.249 | 5 | 88 | 0 | 0 | 0
7:30 | 1988 | 7 | 19 | 7 | 14 | 9.2 | 73 | 95700 | 388 | 1323 | 351 | 87 | 0 | 87 | 9900 | 0 | 9900 | 3370 | 280 | 3.6 | 9 | 9 | 20 | 1170 | 9 | 999999999 | 0 | 0.249 | 5 | 88 | 0 | 0 | 0
8:30 | 1988 | 7 | 19 | 8 | 14.5 | 8.8 | 69 | 95700 | 599 | 1323 | 341 | 236 | 102 | 190 | 26300 | 9400 | 21700 | 5570 | 240 | 3.6 | 7 | 7 | 20 | 1200 | 9 | 999999999 | 0 | 0.249 | 5 | 88 | 0 | 0 | 0
9:30 | 1988 | 7 | 19 | 9 | 15.6 | 8.8 | 64 | 95700 | 794 | 1323 | 326 | 512 | 511 | 205 | 55600 | 48900 | 27000 | 4810 | 270 | 4.1 | 4 | 1 | 22 | 22000 | 9 | 999999999 | 0 | 0.249 | 5 | 88 | 0 | 0 | 0
10:30 | 1988 | 7 | 19 | 10 | 17 | 7.9 | 55 | 95700 | 958 | 1323 | 344 | 551 | 303 | 331 | 60300 | 29800 | 38900 | 9930 | 290 | 3.1 | 6 | 5 | 25 | 3600 | 9 | 999999999 | 0 | 0.249 | 5 | 88 | 0 | 0 | 0
11:30 | 1988 | 7 | 19 | 11 | 18.1 | 7.7 | 51 | 95600 | 1081 | 1323 | 349 | 645 | 341 | 366 | 71100 | 33800 | 42500 | 13480 | 270 | 4.1 | 6 | 5 | 25 | 1800 | 9 | 999999999 | 0 | 0.249 | 5 | 88 | 0 | 0 | 0
12:30 | 1988 | 7 | 19 | 12 | 18.6 | 8.4 | 51 | 95600 | 1154 | 1323 | 356 | 700 | 346 | 397 | 77500 | 34300 | 46000 | 17540 | 300 | 3.6 | 6 | 6 | 25 | 1500 | 9 | 999999999 | 0 | 0.249 | 5 | 88 | 0 | 0 | 0
13:30 | 1988 | 7 | 19 | 13 | 19.6 | 9.3 | 51 | 95500 | 1172 | 1323 | 350 | 799 | 545 | 316 | 88100 | 53200 | 39300 | 15890 | 290 | 3.6 | 5 | 2 | 30 | 22000 | 9 | 999999999 | 0 | 0.249 | 5 | 88 | 0 | 0 | 0
14:30 | 1988 | 7 | 19 | 14 | 20.9 | 9.8 | 49 | 95400 | 1134 | 1323 | 356 | 766 | 514 | 325 | 83800 | 49900 | 40300 | 14440 | 290 | 3.6 | 5 | 2 | 30 | 22000 | 9 | 999999999 | 0 | 0.249 | 5 | 88 | 0 | 0 | 0
15:30 | 1988 | 7 | 19 | 15 | 21.3 | 10.2 | 49 | 95400 | 1043 | 1323 | 359 | 371 | 187 | 224 | 42300 | 18300 | 27900 | 7250 | 300 | 3.1 | 9 | 2 | 30 | 3000 | 9 | 999999999 | 0 | 0.249 | 5 | 88 | 0 | 0 | 0
16:30 | 1988 | 7 | 19 | 16 | 19.9 | 10.7 | 55 | 95400 | 905 | 1323 | 348 | 307 | 41 | 279 | 34400 | 3900 | 32100 | 9990 | 330 | 3.1 | 9 | 1 | 30 | 3000 | 9 | 999999999 | 0 | 0.249 | 5 | 88 | 0 | 0 | 0
17:30 | 1988 | 7 | 19 | 17 | 20 | 11.1 | 57 | 95400 | 728 | 1323 | 366 | 228 | 16 | 219 | 26000 | 1200 | 25100 | 9120 | 350 | 3.1 | 9 | 6 | 30 | 3000 | 9 | 999999999 | 0 | 0.249 | 5 | 88 | 0 | 0 | 0
18:30 | 1988 | 7 | 19 | 18 | 19.4 | 11 | 58 | 95400 | 526 | 1323 | 363 | 193 | 78 | 162 | 21500 | 7000 | 18600 | 4590 | 360 | 2.1 | 7 | 6 | 30 | 3000 | 9 | 999999999 | 0 | 0.249 | 5 | 88 | 0 | 0 | 0
19:30 | 1988 | 7 | 19 | 19 | 19.2 | 11.8 | 62 | 95400 | 312 | 1323 | 367 | 60 | 0 | 60 | 6900 | 0 | 6900 | 2330 | 30 | 1 | 9 | 7 | 30 | 3300 | 9 | 999999999 | 0 | 0.249 | 5 | 88 | 0 | 0 | 0
20:30 | 1988 | 7 | 19 | 20 | 18.2 | 11.6 | 65 | 95400 | 101 | 1323 | 362 | 9 | 0 | 9 | 1100 | 0 | 1100 | 350 | 110 | 2.1 | 9 | 7 | 30 | 3300 | 9 | 999999999 | 0 | 0.249 | 5 | 88 | 0 | 0 | 0
21:30 | 1988 | 7 | 19 | 21 | 16.7 | 12.3 | 75 | 95500 | 0 | 1323 | 351 | 0 | 0 | 0 | 0 | 0 | 0 | 0 | 90 | 1.5 | 7 | 6 | 35 | 9000 | 9 | 999999999 | 0 | 0.249 | 5 | 88 | 0 | 0 | 0
22:30 | 1988 | 7 | 19 | 22 | 15.4 | 12 | 80 | 95500 | 0 | 1323 | 333 | 0 | 0 | 0 | 0 | 0 | 0 | 0 | 100 | 1.5 | 6 | 2 | 40 | 9000 | 9 | 999999999 | 0 | 0.249 | 5 | 88 | 0 | 0 | 0
23:30 | 1988 | 7 | 19 | 23 | 14.6 | 11.7 | 83 | 95600 | 0 | 1323 | 337 | 0 | 0 | 0 | 0 | 0 | 0 | 0 | 110 | 1 | 7 | 5 | 40 | 9000 | 9 | 999999999 | 0 | 0.249 | 5 | 88 | 0 | 0 | 0
0:30 | 1988 | 7 | 19 | 24 | 14.7 | 11.8 | 83 | 95600 | 0 | 1323 | 345 | 0 | 0 | 0 | 0 | 0 | 0 | 0 | 120 | 1 | 9 | 7 | 40 | 3300 | 9 | 999999999 | 0 | 0.249 | 5 | 88 | 0 | 0 | 0
1:30 | 1988 | 7 | 20 | 1 | 13.9 | 12.3 | 90 | 95600 | 0 | 1323 | 338 | 0 | 0 | 0 | 0 | 0 | 0 | 0 | 50 | 0.5 | 6 | 6 | 40 | 3300 | 9 | 999999999 | 0 | 0.249 | 5 | 88 | 0 | 0 | 0
2:30 | 1988 | 7 | 20 | 2 | 12.9 | 11.4 | 91 | 95600 | 0 | 1323 | 317 | 0 | 0 | 0 | 0 | 0 | 0 | 0 | 50 | 0.5 | 1 | 1 | 40 | 22000 | 9 | 999999999 | 0 | 0.249 | 5 | 88 | 0 | 0 | 0
3:30 | 1988 | 7 | 20 | 3 | 11.9 | 10.8 | 93 | 95600 | 0 | 1323 | 306 | 0 | 0 | 0 | 0 | 0 | 0 | 0 | 120 | 0.5 | 0 | 0 | 40 | 22000 | 9 | 999999999 | 0 | 0.249 | 5 | 88 | 0 | 0 | 0
4:30 | 1988 | 7 | 20 | 4 | 11.2 | 9.9 | 92 | 95600 | 0 | 1323 | 302 | 0 | 0 | 0 | 0 | 0 | 0 | 0 | 120 | 1 | 0 | 0 | 40 | 22000 | 9 | 999999999 | 0 | 0.249 | 5 | 88 | 0 | 0 | 0
5:30 | 1988 | 7 | 20 | 5 | 11.1 | 9.9 | 92 | 95600 | 11 | 1323 | 301 | 2 | 0 | 2 | 200 | 0 | 200 | 80 | 0 | 0 | 1 | 0 | 25 | 22000 | 0 | 999999099 | 0 | 0.249 | 5 | 88 | 0 | 0 | 0
6:30 | 1988 | 7 | 20 | 6 | 11.8 | 10.1 | 89 | 95600 | 170 | 1323 | 305 | 44 | 21 | 42 | 4900 | 1300 | 4800 | 1030 | 0 | 0 | 1 | 0 | 20 | 22000 | 0 | 999999099 | 0 | 0.249 | 5 | 88 | 0 | 0 | 0
7:30 | 1988 | 7 | 20 | 7 | 14.7 | 12.9 | 89 | 95600 | 385 | 1323 | 320 | 178 | 234 | 110 | 19200 | 17700 | 14300 | 2150 | 130 | 1 | 1 | 0 | 20 | 22000 | 9 | 999999999 | 0 | 0.249 | 5 | 88 | 0 | 0 | 0
8:30 | 1988 | 7 | 20 | 8 | 17.7 | 13.1 | 74 | 95500 | 597 | 1323 | 334 | 355 | 447 | 153 | 38400 | 39900 | 21200 | 3080 | 0 | 0 | 1 | 0 | 20 | 22000 | 9 | 999999999 | 0 | 0.249 | 5 | 88 | 0 | 0 | 0
9:30 | 1988 | 7 | 20 | 9 | 20.8 | 12.7 | 60 | 95500 | 791 | 1323 | 348 | 534 | 664 | 136 | 58300 | 65200 | 20000 | 3260 | 0 | 0 | 1 | 0 | 20 | 22000 | 9 | 999999999 | 0 | 0.249 | 5 | 88 | 0 | 0 | 0
10:30 | 1988 | 7 | 20 | 10 | 22.4 | 12.6 | 54 | 95400 | 956 | 1323 | 355 | 655 | 647 | 187 | 71400 | 63900 | 25900 | 5470 | 0 | 0 | 4 | 0 | 20 | 22000 | 9 | 999999999 | 0 | 0.249 | 5 | 88 | 0 | 0 | 0
11:30 | 1988 | 7 | 20 | 11 | 23.4 | 10.4 | 44 | 95400 | 1079 | 1323 | 364 | 798 | 720 | 210 | 87100 | 71800 | 28100 | 7890 | 180 | 1 | 2 | 1 | 25 | 22000 | 9 | 999999999 | 0 | 0.249 | 5 | 88 | 0 | 0 | 0
12:30 | 1988 | 7 | 20 | 12 | 24.6 | 10.4 | 41 | 95300 | 1152 | 1323 | 370 | 867 | 795 | 173 | 94000 | 81400 | 22000 | 7500 | 340 | 1.5 | 2 | 1 | 25 | 22000 | 9 | 999999999 | 0 | 0.249 | 5 | 88 | 0 | 0 | 0
13:30 | 1988 | 7 | 20 | 13 | 25.4 | 7.3 | 32 | 95300 | 1170 | 1323 | 364 | 902 | 825 | 171 | 97700 | 84300 | 21600 | 7940 | 300 | 3.6 | 1 | 0 | 25 | 22000 | 9 | 999999999 | 0 | 0.249 | 5 | 88 | 0 | 0 | 0
14:30 | 1988 | 7 | 20 | 14 | 25.6 | 6.8 | 30 | 95300 | 1133 | 1323 | 364 | 866 | 843 | 143 | 95000 | 86700 | 18500 | 6020 | 330 | 3.1 | 1 | 0 | 25 | 22000 | 9 | 999999999 | 0 | 0.249 | 5 | 88 | 0 | 0 | 0
15:30 | 1988 | 7 | 20 | 15 | 26.7 | 6.8 | 28 | 95300 | 1041 | 1323 | 369 | 778 | 821 | 131 | 85100 | 84200 | 17400 | 4400 | 360 | 3.1 | 1 | 0 | 25 | 22000 | 9 | 999999999 | 0 | 0.249 | 5 | 88 | 0 | 0 | 0
16:30 | 1988 | 7 | 20 | 16 | 26.7 | 7.6 | 30 | 95300 | 903 | 1323 | 370 | 644 | 732 | 143 | 70500 | 73400 | 20600 | 3960 | 300 | 2.6 | 1 | 0 | 25 | 22000 | 9 | 999999999 | 0 | 0.249 | 5 | 88 | 0 | 0 | 0
17:30 | 1988 | 7 | 20 | 17 | 26.6 | 7.1 | 29 | 95300 | 726 | 1323 | 369 | 477 | 632 | 130 | 51400 | 61900 | 18800 | 2920 | 350 | 3.1 | 1 | 0 | 25 | 22000 | 9 | 999999999 | 0 | 0.249 | 5 | 88 | 0 | 0 | 0
18:30 | 1988 | 7 | 20 | 18 | 26.5 | 8.9 | 33 | 95300 | 524 | 1323 | 371 | 293 | 408 | 132 | 31500 | 36200 | 18100 | 2550 | 350 | 3.1 | 1 | 0 | 25 | 22000 | 9 | 999999999 | 0 | 0.249 | 5 | 88 | 0 | 0 | 0
19:30 | 1988 | 7 | 20 | 19 | 25.6 | 9.7 | 37 | 95300 | 310 | 1323 | 367 | 123 | 126 | 93 | 13500 | 9400 | 11200 | 2020 | 360 | 3.1 | 2 | 0 | 35 | 22000 | 9 | 999999999 | 0 | 0.249 | 5 | 88 | 0 | 0 | 0
20:30 | 1988 | 7 | 20 | 20 | 23.1 | 10.5 | 45 | 95400 | 98 | 1323 | 363 | 18 | 0 | 18 | 2000 | 0 | 2000 | 630 | 360 | 2 | 3 | 1 | 30 | 22000 | 9 | 999999999 | 0 | 0.249 | 5 | 88 | 0 | 0 | 0
21:30 | 1988 | 7 | 20 | 21 | 20.7 | 11.2 | 54 | 95500 | 0 | 1323 | 352 | 0 | 0 | 0 | 0 | 0 | 0 | 0 | 60 | 1 | 4 | 1 | 25 | 22000 | 9 | 999999999 | 0 | 0.249 | 5 | 88 | 0 | 0 | 0
22:30 | 1988 | 7 | 20 | 22 | 18.2 | 11.7 | 66 | 95600 | 0 | 1323 | 341 | 0 | 0 | 0 | 0 | 0 | 0 | 0 | 100 | 0.5 | 4 | 1 | 30 | 22000 | 9 | 999999999 | 0 | 0.249 | 5 | 88 | 0 | 0 | 0
23:30 | 1988 | 7 | 20 | 23 | 17.3 | 11.8 | 70 | 95600 | 0 | 1323 | 331 | 0 | 0 | 0 | 0 | 0 | 0 | 0 | 100 | 0.5 | 4 | 0 | 30 | 22000 | 9 | 999999999 | 0 | 0.249 | 5 | 88 | 0 | 0 | 0
0:30 | 1988 | 7 | 20 | 24 | 16.4 | 11.5 | 73 | 95600 | 0 | 1323 | 332 | 0 | 0 | 0 | 0 | 0 | 0 | 0 | 100 | 1 | 4 | 1 | 35 | 22000 | 9 | 999999999 | 0 | 0.249 | 5 | 88 | 0 | 0 | 0
1:30 | 1988 | 7 | 21 | 1 | 16 | 11.4 | 74 | 95700 | 0 | 1323 | 331 | 0 | 0 | 0 | 0 | 0 | 0 | 0 | 110 | 1 | 4 | 1 | 40 | 22000 | 9 | 999999999 | 0 | 0.249 | 5 | 88 | 0 | 0 | 0
2:30 | 1988 | 7 | 21 | 2 | 15 | 11.2 | 78 | 95700 | 0 | 1323 | 320 | 0 | 0 | 0 | 0 | 0 | 0 | 0 | 180 | 1 | 4 | 0 | 40 | 22000 | 9 | 999999999 | 0 | 0.249 | 5 | 88 | 0 | 0 | 0
3:30 | 1988 | 7 | 21 | 3 | 14.1 | 10.4 | 78 | 95700 | 0 | 1323 | 315 | 0 | 0 | 0 | 0 | 0 | 0 | 0 | 180 | 1 | 2 | 0 | 40 | 22000 | 9 | 999999999 | 0 | 0.249 | 5 | 88 | 0 | 0 | 0
4:30 | 1988 | 7 | 21 | 4 | 13.6 | 10.8 | 83 | 95700 | 0 | 1323 | 319 | 0 | 0 | 0 | 0 | 0 | 0 | 0 | 180 | 1.5 | 1 | 1 | 35 | 22000 | 9 | 999999999 | 0 | 0.249 | 5 | 88 | 0 | 0 | 0
5:30 | 1988 | 7 | 21 | 5 | 13.2 | 10.4 | 83 | 95700 | 10 | 1323 | 317 | 2 | 0 | 2 | 200 | 0 | 200 | 70 | 180 | 1 | 1 | 1 | 40 | 22000 | 9 | 999999999 | 0 | 0.249 | 5 | 88 | 0 | 0 | 0
6:30 | 1988 | 7 | 21 | 6 | 13.4 | 10.3 | 81 | 95700 | 167 | 1323 | 312 | 42 | 13 | 41 | 4700 | 800 | 4700 | 1010 | 180 | 1 | 2 | 0 | 40 | 22000 | 9 | 999999999 | 0 | 0.249 | 5 | 88 | 0 | 0 | 0
7:30 | 1988 | 7 | 21 | 7 | 15.6 | 12.3 | 81 | 95600 | 382 | 1323 | 323 | 167 | 200 | 109 | 18000 | 15200 | 14100 | 2130 | 190 | 1.5 | 4 | 0 | 35 | 22000 | 9 | 999999999 | 0 | 0.249 | 5 | 88 | 0 | 0 | 0
8:30 | 1988 | 7 | 21 | 8 | 19.4 | 11.3 | 59 | 95600 | 594 | 1323 | 340 | 313 | 336 | 162 | 34200 | 30200 | 20600 | 3410 | 230 | 1.5 | 5 | 0 | 40 | 22000 | 9 | 999999999 | 0 | 0.249 | 5 | 88 | 0 | 0 | 0
9:30 | 1988 | 7 | 21 | 9 | 21.5 | 11.8 | 54 | 95500 | 789 | 1323 | 350 | 421 | 289 | 249 | 46000 | 27100 | 30700 | 6100 | 230 | 1.5 | 6 | 0 | 40 | 22000 | 9 | 999999999 | 0 | 0.249 | 5 | 88 | 0 | 0 | 0
10:30 | 1988 | 7 | 21 | 10 | 23.6 | 12.2 | 49 | 95500 | 953 | 1323 | 361 | 452 | 145 | 347 | 50200 | 13900 | 40600 | 10810 | 210 | 1.5 | 7 | 0 | 40 | 10500 | 9 | 999999999 | 0 | 0.249 | 5 | 88 | 0 | 0 | 0
11:30 | 1988 | 7 | 21 | 11 | 26 | 10.5 | 38 | 95400 | 1077 | 1323 | 370 | 531 | 118 | 434 | 59300 | 11400 | 49500 | 17360 | 220 | 3.1 | 7 | 0 | 40 | 10500 | 9 | 999999999 | 0 | 0.249 | 5 | 88 | 0 | 0 | 0
12:30 | 1988 | 7 | 21 | 12 | 27 | 9.4 | 33 | 95400 | 1150 | 1323 | 381 | 578 | 121 | 473 | 64600 | 11800 | 53700 | 20800 | 240 | 2.1 | 7 | 1 | 40 | 10500 | 9 | 999999999 | 0 | 0.249 | 5 | 88 | 0 | 0 | 0
13:30 | 1988 | 7 | 21 | 13 | 28.2 | 8.9 | 30 | 95300 | 1169 | 1323 | 387 | 590 | 122 | 482 | 65900 | 11900 | 54800 | 21860 | 300 | 3.1 | 7 | 1 | 40 | 9000 | 9 | 999999999 | 0 | 0.249 | 5 | 88 | 0 | 0 | 0
14:30 | 1988 | 7 | 21 | 14 | 28.4 | 10.4 | 33 | 95300 | 1131 | 1323 | 390 | 681 | 354 | 378 | 75500 | 34500 | 44500 | 15590 | 310 | 5.7 | 6 | 1 | 40 | 10500 | 9 | 999999999 | 0 | 0.249 | 5 | 88 | 0 | 0 | 0
15:30 | 1988 | 7 | 21 | 15 | 28.5 | 10.1 | 32 | 95300 | 1039 | 1323 | 390 | 611 | 332 | 350 | 67400 | 32400 | 41400 | 11860 | 310 | 4.1 | 6 | 1 | 40 | 10500 | 9 | 999999999 | 0 | 0.249 | 5 | 88 | 0 | 0 | 0
16:30 | 1988 | 7 | 21 | 16 | 29.1 | 11.4 | 33 | 95300 | 901 | 1323 | 395 | 419 | 142 | 323 | 46600 | 13600 | 37800 | 9520 | 300 | 3.1 | 7 | 1 | 40 | 10500 | 9 | 999999999 | 0 | 0.249 | 5 | 88 | 0 | 0 | 0
17:30 | 1988 | 7 | 21 | 17 | 28.4 | 9.8 | 31 | 95300 | 724 | 1323 | 394 | 375 | 239 | 244 | 41500 | 22600 | 28700 | 6280 | 310 | 4.6 | 6 | 2 | 40 | 10500 | 9 | 999999999 | 0 | 0.249 | 5 | 88 | 0 | 0 | 0
18:30 | 1988 | 7 | 21 | 18 | 26.2 | 12.4 | 42 | 95300 | 521 | 1323 | 386 | 190 | 76 | 160 | 21200 | 6700 | 18400 | 4530 | 350 | 3.1 | 7 | 2 | 40 | 10500 | 9 | 999999999 | 0 | 0.249 | 5 | 88 | 0 | 0 | 0
19:30 | 1988 | 7 | 21 | 19 | 24.7 | 14 | 51 | 95300 | 307 | 1323 | 390 | 58 | 0 | 58 | 6700 | 0 | 6700 | 2260 | 360 | 2.1 | 9 | 5 | 20 | 9000 | 9 | 999999999 | 0 | 0.249 | 5 | 88 | 0 | 0 | 0
20:30 | 1988 | 7 | 21 | 20 | 23.6 | 14.2 | 56 | 95400 | 95 | 1323 | 388 | 8 | 0 | 8 | 1000 | 0 | 1000 | 330 | 360 | 0.5 | 9 | 6 | 20 | 4500 | 9 | 999999999 | 0 | 0.249 | 5 | 88 | 0 | 0 | 0
21:30 | 1988 | 7 | 21 | 21 | 23.3 | 13.9 | 55 | 95500 | 0 | 1323 | 405 | 0 | 0 | 0 | 0 | 0 | 0 | 0 | 0 | 0 | 9 | 9 | 20 | 3600 | 9 | 999999999 | 0 | 0.249 | 5 | 88 | 0 | 0 | 0
22:30 | 1988 | 7 | 21 | 22 | 21.8 | 15.1 | 66 | 95500 | 0 | 1323 | 376 | 0 | 0 | 0 | 0 | 0 | 0 | 0 | 340 | 2.6 | 5 | 5 | 20 | 22000 | 9 | 999999999 | 0 | 0.249 | 5 | 88 | 0 | 0 | 0
23:30 | 1988 | 7 | 21 | 23 | 20.3 | 14.9 | 71 | 95600 | 0 | 1323 | 376 | 0 | 0 | 0 | 0 | 0 | 0 | 0 | 0 | 0 | 7 | 7 | 20 | 4500 | 9 | 999999999 | 0 | 0.249 | 5 | 88 | 0 | 0 | 0

## Typical autumn
Local clock time | Year | Month | Day | GMT+1 Hour | Dry bulb temperature | Dew point temperature | Relative humidity | Atmospheric station pressure | Extraterrestrial Horizontal Radiation | Extraterrestrial Direct Normal Radiation | Horizontal Infrared Radiation from Sky | Global Horizontal Radiation | Direct Normal Radiation | Diffuse Horizontal Radiation | Direct Normal Illuminance | Diffuse Horizontal Illuminance | Zenith Luminance
[5 empty] | °C | °C | % | Pa | Wh/m2 | Wh/m2 | Wh/m2 | Wh/m2 | Wh/m2 | Wh/m2 | Cd/m2 | Cd/m2 | Cd/m2
0:30 | 1983 | 10 | 22 | 1 | 0.2 | -1.9 | 84 | 97400 | 0 | 1381 | 247 | 0 | 0 | 0 | 0 | 0 | 0 | 0 | 0 | 0 | 0 | 0 | 20 | 22000 | 9 | 999999999 | 0 | 0.205 | 5 | 88 | 0 | 0 | 0
1:30 | 1983 | 10 | 22 | 2 | -0.7 | -2.2 | 88 | 97500 | 0 | 1381 | 244 | 0 | 0 | 0 | 0 | 0 | 0 | 0 | 0 | 0 | 0 | 0 | 20 | 22000 | 9 | 999999999 | 0 | 0.205 | 5 | 88 | 0 | 0 | 0
2:30 | 1983 | 10 | 22 | 3 | -0.9 | -1.8 | 93 | 97500 | 0 | 1381 | 244 | 0 | 0 | 0 | 0 | 0 | 0 | 0 | 0 | 0 | 0 | 0 | 20 | 22000 | 9 | 999999999 | 0 | 0.205 | 5 | 88 | 0 | 0 | 0
3:30 | 1983 | 10 | 22 | 4 | -1.9 | -3.3 | 89 | 97500 | 0 | 1381 | 239 | 0 | 0 | 0 | 0 | 0 | 0 | 0 | 0 | 0 | 0 | 0 | 20 | 22000 | 9 | 999999999 | 0 | 0.205 | 5 | 88 | 0 | 0 | 0
4:30 | 1983 | 10 | 22 | 5 | -2.7 | -3.9 | 90 | 97500 | 0 | 1381 | 235 | 0 | 0 | 0 | 0 | 0 | 0 | 0 | 30 | 0.5 | 0 | 0 | 20 | 22000 | 9 | 999999999 | 0 | 0.205 | 5 | 88 | 0 | 0 | 0
5:30 | 1983 | 10 | 22 | 6 | -2.3 | -3.5 | 90 | 97500 | 0 | 1381 | 237 | 0 | 0 | 0 | 0 | 0 | 0 | 0 | 0 | 0 | 0 | 0 | 20 | 22000 | 9 | 999999999 | 0 | 0.205 | 5 | 88 | 0 | 0 | 0
6:30 | 1983 | 10 | 22 | 7 | -2.6 | -3.8 | 90 | 97600 | 6 | 1381 | 236 | 1 | 0 | 1 | 200 | 0 | 200 | 50 | 0 | 0 | 1 | 0 | 15 | 22000 | 9 | 999999999 | 0 | 0.205 | 5 | 88 | 0 | 0 | 0
7:30 | 1983 | 10 | 22 | 8 | -0.8 | -2.5 | 87 | 97600 | 162 | 1381 | 243 | 44 | 19 | 42 | 4900 | 1300 | 4800 | 1010 | 0 | 0 | 0 | 0 | 15 | 22000 | 9 | 999999999 | 0 | 0.205 | 5 | 88 | 0 | 0 | 0
8:30 | 1983 | 10 | 22 | 9 | 2.2 | 0.3 | 87 | 97600 | 365 | 1381 | 257 | 172 | 266 | 101 | 18400 | 21400 | 12400 | 1970 | 70 | 1 | 0 | 0 | 20 | 22000 | 9 | 999999999 | 0 | 0.205 | 5 | 88 | 0 | 0 | 0
9:30 | 1983 | 10 | 22 | 10 | 4.6 | 0.2 | 73 | 97600 | 530 | 1381 | 266 | 308 | 404 | 152 | 32200 | 36800 | 19500 | 2990 | 80 | 3.6 | 0 | 0 | 20 | 22000 | 9 | 999999999 | 0 | 0.205 | 5 | 88 | 0 | 0 | 0
10:30 | 1983 | 10 | 22 | 11 | 6.7 | 0.8 | 66 | 97500 | 645 | 1381 | 274 | 411 | 553 | 151 | 44200 | 52700 | 19900 | 3070 | 80 | 4.6 | 0 | 0 | 25 | 22000 | 9 | 999999999 | 0 | 0.205 | 5 | 88 | 0 | 0 | 0
11:30 | 1983 | 10 | 22 | 12 | 7.8 | 0.2 | 59 | 97500 | 704 | 1381 | 278 | 465 | 675 | 119 | 49600 | 66100 | 17200 | 2590 | 70 | 4.1 | 0 | 0 | 25 | 22000 | 9 | 999999999 | 0 | 0.205 | 5 | 88 | 0 | 0 | 0
12:30 | 1983 | 10 | 22 | 13 | 8.6 | -0.1 | 54 | 97400 | 701 | 1381 | 281 | 463 | 686 | 113 | 49500 | 67300 | 16500 | 2460 | 60 | 3.6 | 0 | 0 | 35 | 22000 | 9 | 999999999 | 0 | 0.205 | 5 | 88 | 0 | 0 | 0
13:30 | 1983 | 10 | 22 | 14 | 8.5 | -0.9 | 51 | 97400 | 638 | 1381 | 280 | 405 | 617 | 119 | 42800 | 59300 | 17000 | 2440 | 50 | 3.1 | 0 | 0 | 25 | 22000 | 9 | 999999999 | 0 | 0.205 | 5 | 88 | 0 | 0 | 0
14:30 | 1983 | 10 | 22 | 15 | 8.1 | -1.1 | 52 | 97400 | 518 | 1381 | 278 | 298 | 396 | 149 | 31200 | 36000 | 19100 | 2910 | 50 | 4.1 | 0 | 0 | 22 | 22000 | 9 | 999999999 | 0 | 0.205 | 5 | 88 | 0 | 0 | 0
15:30 | 1983 | 10 | 22 | 16 | 7.3 | -0.6 | 57 | 97400 | 350 | 1381 | 275 | 161 | 226 | 103 | 17000 | 17800 | 12600 | 2030 | 50 | 4.1 | 0 | 0 | 22 | 22000 | 9 | 999999999 | 0 | 0.205 | 5 | 88 | 0 | 0 | 0
16:30 | 1983 | 10 | 22 | 17 | 6.2 | -0.1 | 64 | 97400 | 144 | 1381 | 272 | 36 | 3 | 36 | 4000 | 0 | 4000 | 1190 | 50 | 2.1 | 0 | 0 | 20 | 22000 | 9 | 999999999 | 0 | 0.205 | 5 | 88 | 0 | 0 | 0
17:30 | 1983 | 10 | 22 | 18 | 5.1 | -0.1 | 69 | 97500 | 2 | 1381 | 267 | 0 | 0 | 0 | 100 | 0 | 100 | 20 | 50 | 1.5 | 0 | 0 | 20 | 22000 | 9 | 999999999 | 0 | 0.205 | 5 | 88 | 0 | 0 | 0
18:30 | 1983 | 10 | 22 | 19 | 2 | -0.5 | 83 | 97500 | 0 | 1381 | 255 | 0 | 0 | 0 | 0 | 0 | 0 | 0 | 60 | 0.5 | 0 | 0 | 25 | 22000 | 9 | 999999999 | 0 | 0.205 | 5 | 88 | 0 | 0 | 0
19:30 | 1983 | 10 | 22 | 20 | 1.1 | -0.9 | 86 | 97600 | 0 | 1381 | 252 | 0 | 0 | 0 | 0 | 0 | 0 | 0 | 80 | 2.1 | 0 | 0 | 25 | 22000 | 9 | 999999999 | 0 | 0.205 | 5 | 88 | 0 | 0 | 0
20:30 | 1983 | 10 | 22 | 21 | 1.1 | -0.7 | 87 | 97500 | 0 | 1381 | 252 | 0 | 0 | 0 | 0 | 0 | 0 | 0 | 90 | 2.1 | 0 | 0 | 25 | 22000 | 9 | 999999999 | 0 | 0.205 | 5 | 88 | 0 | 0 | 0
21:30 | 1983 | 10 | 22 | 22 | -0.1 | -2.5 | 82 | 97600 | 0 | 1381 | 246 | 0 | 0 | 0 | 0 | 0 | 0 | 0 | 0 | 0 | 0 | 0 | 25 | 22000 | 9 | 999999999 | 0 | 0.205 | 5 | 88 | 0 | 0 | 0
22:30 | 1983 | 10 | 22 | 23 | -0.4 | -2.6 | 83 | 97600 | 0 | 1381 | 245 | 0 | 0 | 0 | 0 | 0 | 0 | 0 | 0 | 0 | 0 | 0 | 20 | 22000 | 9 | 999999999 | 0 | 0.205 | 5 | 88 | 0 | 0 | 0
23:30 | 1983 | 10 | 22 | 24 | -0.6 | -2.2 | 88 | 97500 | 0 | 1381 | 244 | 0 | 0 | 0 | 0 | 0 | 0 | 0 | 0 | 0 | 0 | 0 | 20 | 22000 | 9 | 999999999 | 0 | 0.205 | 5 | 88 | 0 | 0 | 0
0:30 | 1983 | 10 | 23 | 1 | -1.6 | -2.9 | 90 | 97500 | 0 | 1381 | 240 | 0 | 0 | 0 | 0 | 0 | 0 | 0 | 0 | 0 | 0 | 0 | 20 | 22000 | 9 | 999999999 | 0 | 0.203 | 5 | 88 | 0 | 0 | 0
1:30 | 1983 | 10 | 23 | 2 | -1.6 | -2.4 | 94 | 97500 | 0 | 1381 | 241 | 0 | 0 | 0 | 0 | 0 | 0 | 0 | 100 | 1.5 | 0 | 0 | 20 | 22000 | 9 | 999999999 | 0 | 0.203 | 5 | 88 | 0 | 0 | 0
2:30 | 1983 | 10 | 23 | 3 | -1.4 | -2 | 95 | 97400 | 0 | 1381 | 242 | 0 | 0 | 0 | 0 | 0 | 0 | 0 | 100 | 1 | 0 | 0 | 20 | 22000 | 9 | 999999999 | 0 | 0.203 | 5 | 88 | 0 | 0 | 0
3:30 | 1983 | 10 | 23 | 4 | -1.9 | -2.2 | 98 | 97400 | 0 | 1381 | 240 | 0 | 0 | 0 | 0 | 0 | 0 | 0 | 90 | 1 | 0 | 0 | 20 | 22000 | 9 | 999999999 | 0 | 0.203 | 5 | 88 | 0 | 0 | 0
4:30 | 1983 | 10 | 23 | 5 | -2.4 | -2.6 | 98 | 97300 | 0 | 1381 | 238 | 0 | 0 | 0 | 0 | 0 | 0 | 0 | 0 | 0 | 0 | 0 | 20 | 22000 | 9 | 999999999 | 0 | 0.203 | 5 | 88 | 0 | 0 | 0
5:30 | 1983 | 10 | 23 | 6 | -2.8 | -3.2 | 97 | 97300 | 0 | 1381 | 236 | 0 | 0 | 0 | 0 | 0 | 0 | 0 | 0 | 0 | 0 | 0 | 12 | 22000 | 9 | 999999999 | 0 | 0.203 | 5 | 88 | 0 | 0 | 0
6:30 | 1983 | 10 | 23 | 7 | -3.4 | -5 | 87 | 97300 | 5 | 1381 | 232 | 1 | 0 | 1 | 100 | 0 | 100 | 40 | 0 | 0 | 1 | 0 | 6 | 22000 | 0 | 999999099 | 0 | 0.203 | 5 | 88 | 0 | 0 | 0
7:30 | 1983 | 10 | 23 | 8 | -1 | -2.7 | 87 | 97200 | 156 | 1381 | 242 | 41 | 15 | 40 | 4500 | 900 | 4500 | 960 | 110 | 0.5 | 1 | 0 | 6 | 22000 | 0 | 999999099 | 0 | 0.203 | 5 | 88 | 0 | 0 | 0
8:30 | 1983 | 10 | 23 | 9 | 2.6 | 1 | 89 | 97100 | 359 | 1381 | 259 | 167 | 258 | 100 | 17800 | 20500 | 12300 | 1940 | 80 | 1 | 1 | 0 | 9 | 22000 | 9 | 999999999 | 0 | 0.203 | 5 | 88 | 0 | 0 | 0
9:30 | 1983 | 10 | 23 | 10 | 4.5 | 0.6 | 76 | 97000 | 523 | 1381 | 266 | 297 | 378 | 153 | 31800 | 34700 | 18400 | 3160 | 90 | 3.1 | 2 | 0 | 13 | 22000 | 9 | 999999999 | 0 | 0.203 | 5 | 88 | 0 | 0 | 0
10:30 | 1983 | 10 | 23 | 11 | 6 | 0.3 | 67 | 97000 | 639 | 1381 | 271 | 404 | 501 | 172 | 42800 | 47600 | 22000 | 3530 | 60 | 2.1 | 1 | 0 | 18 | 22000 | 9 | 999999999 | 0 | 0.203 | 5 | 88 | 0 | 0 | 0
11:30 | 1983 | 10 | 23 | 12 | 8.5 | 0.2 | 56 | 96800 | 697 | 1381 | 281 | 458 | 666 | 120 | 48800 | 65100 | 17300 | 2580 | 60 | 3.6 | 1 | 0 | 20 | 22000 | 9 | 999999999 | 0 | 0.203 | 5 | 88 | 0 | 0 | 0
12:30 | 1983 | 10 | 23 | 13 | 9.7 | -2.2 | 42 | 96700 | 694 | 1381 | 283 | 457 | 683 | 112 | 48800 | 67000 | 16300 | 2430 | 70 | 4.6 | 1 | 0 | 25 | 22000 | 9 | 999999999 | 0 | 0.203 | 5 | 88 | 0 | 0 | 0
13:30 | 1983 | 10 | 23 | 14 | 10.3 | -0.7 | 46 | 96600 | 631 | 1381 | 287 | 392 | 441 | 190 | 41000 | 41800 | 23800 | 3930 | 50 | 3.1 | 2 | 0 | 30 | 22000 | 9 | 999999999 | 0 | 0.203 | 5 | 88 | 0 | 0 | 0
14:30 | 1983 | 10 | 23 | 15 | 10.2 | 0.4 | 51 | 96600 | 511 | 1381 | 288 | 276 | 328 | 154 | 29500 | 29900 | 18500 | 3190 | 60 | 4.6 | 4 | 0 | 30 | 22000 | 9 | 999999999 | 0 | 0.203 | 5 | 88 | 0 | 0 | 0
15:30 | 1983 | 10 | 23 | 16 | 9.4 | 0.4 | 53 | 96500 | 342 | 1381 | 285 | 153 | 220 | 98 | 16200 | 17100 | 12000 | 1910 | 80 | 5.1 | 2 | 0 | 30 | 22000 | 9 | 999999999 | 0 | 0.203 | 5 | 88 | 0 | 0 | 0
16:30 | 1983 | 10 | 23 | 17 | 7.5 | 1.3 | 65 | 96500 | 137 | 1381 | 278 | 33 | 0 | 33 | 3700 | 0 | 3700 | 1110 | 60 | 3.6 | 1 | 0 | 30 | 22000 | 9 | 999999999 | 0 | 0.203 | 5 | 88 | 0 | 0 | 0
17:30 | 1983 | 10 | 23 | 18 | 4.7 | 1.1 | 77 | 96600 | 1 | 1381 | 267 | 0 | 0 | 0 | 0 | 0 | 0 | 10 | 70 | 1 | 1 | 0 | 15 | 22000 | 9 | 999999999 | 0 | 0.203 | 5 | 88 | 0 | 0 | 0
18:30 | 1983 | 10 | 23 | 19 | 2.8 | -0.2 | 80 | 96600 | 0 | 1381 | 259 | 0 | 0 | 0 | 0 | 0 | 0 | 0 | 80 | 0.5 | 2 | 0 | 15 | 22000 | 9 | 999999999 | 0 | 0.203 | 5 | 88 | 0 | 0 | 0
19:30 | 1983 | 10 | 23 | 20 | 2 | -0.2 | 85 | 96500 | 0 | 1381 | 256 | 0 | 0 | 0 | 0 | 0 | 0 | 0 | 70 | 1.5 | 1 | 0 | 20 | 22000 | 9 | 999999999 | 0 | 0.203 | 5 | 88 | 0 | 0 | 0
20:30 | 1983 | 10 | 23 | 21 | 1.7 | -0.3 | 86 | 96500 | 0 | 1381 | 254 | 0 | 0 | 0 | 0 | 0 | 0 | 0 | 0 | 0 | 1 | 0 | 20 | 22000 | 9 | 999999999 | 0 | 0.203 | 5 | 88 | 0 | 0 | 0
21:30 | 1983 | 10 | 23 | 22 | 0.4 | -1.7 | 84 | 96500 | 0 | 1381 | 248 | 0 | 0 | 0 | 0 | 0 | 0 | 0 | 0 | 0 | 2 | 0 | 20 | 22000 | 9 | 999999999 | 0 | 0.203 | 5 | 88 | 0 | 0 | 0
22:30 | 1983 | 10 | 23 | 23 | -0.6 | -1.7 | 91 | 96500 | 0 | 1381 | 245 | 0 | 0 | 0 | 0 | 0 | 0 | 0 | 0 | 0 | 2 | 0 | 15 | 22000 | 9 | 999999999 | 0 | 0.203 | 5 | 88 | 0 | 0 | 0
23:30 | 1983 | 10 | 23 | 24 | -1.4 | -2.2 | 94 | 96500 | 0 | 1381 | 241 | 0 | 0 | 0 | 0 | 0 | 0 | 0 | 0 | 0 | 2 | 0 | 10 | 22000 | 9 | 999999999 | 0 | 0.203 | 5 | 88 | 0 | 0 | 0
0:30 | 1983 | 10 | 24 | 1 | -1.7 | -2.7 | 92 | 96500 | 0 | 1382 | 240 | 0 | 0 | 0 | 0 | 0 | 0 | 0 | 0 | 0 | 1 | 0 | 10 | 22000 | 9 | 999999999 | 0 | 0.201 | 5 | 88 | 0 | 0 | 0
1:30 | 1983 | 10 | 24 | 2 | -1.8 | -2.6 | 94 | 96500 | 0 | 1382 | 240 | 0 | 0 | 0 | 0 | 0 | 0 | 0 | 0 | 0 | 0 | 0 | 10 | 22000 | 9 | 999999999 | 0 | 0.201 | 5 | 88 | 0 | 0 | 0
2:30 | 1983 | 10 | 24 | 3 | -2.4 | -3 | 95 | 96400 | 0 | 1382 | 237 | 0 | 0 | 0 | 0 | 0 | 0 | 0 | 180 | 0.5 | 0 | 0 | 10 | 22000 | 9 | 999999999 | 0 | 0.201 | 5 | 88 | 0 | 0 | 0
3:30 | 1983 | 10 | 24 | 4 | -2.6 | -3.2 | 95 | 96400 | 0 | 1382 | 236 | 0 | 0 | 0 | 0 | 0 | 0 | 0 | 180 | 0.5 | 0 | 0 | 10 | 22000 | 9 | 999999999 | 0 | 0.201 | 5 | 88 | 0 | 0 | 0
4:30 | 1983 | 10 | 24 | 5 | -3.4 | -4.1 | 94 | 96400 | 0 | 1382 | 233 | 0 | 0 | 0 | 0 | 0 | 0 | 0 | 180 | 1 | 0 | 0 | 10 | 22000 | 9 | 999999999 | 0 | 0.201 | 5 | 88 | 0 | 0 | 0
5:30 | 1983 | 10 | 24 | 6 | -3.5 | -4.4 | 93 | 96400 | 0 | 1382 | 232 | 0 | 0 | 0 | 0 | 0 | 0 | 0 | 0 | 0 | 0 | 0 | 10 | 22000 | 9 | 999999999 | 0 | 0.201 | 5 | 88 | 0 | 0 | 0
6:30 | 1983 | 10 | 24 | 7 | -3.5 | -4.5 | 92 | 96400 | 3 | 1382 | 232 | 1 | 0 | 1 | 100 | 0 | 100 | 30 | 170 | 1 | 1 | 0 | 7 | 22000 | 0 | 999999099 | 0 | 0.201 | 5 | 88 | 0 | 0 | 0
7:30 | 1983 | 10 | 24 | 8 | -1.8 | -2.6 | 94 | 96400 | 150 | 1382 | 240 | 38 | 8 | 37 | 4200 | 0 | 4200 | 1240 | 180 | 0.5 | 2 | 0 | 6 | 22000 | 0 | 999999099 | 0 | 0.201 | 5 | 88 | 0 | 0 | 0
8:30 | 1983 | 10 | 24 | 9 | 1.3 | 0.3 | 93 | 96300 | 352 | 1382 | 253 | 155 | 152 | 116 | 16800 | 12400 | 13500 | 2540 | 230 | 0.5 | 4 | 0 | 7 | 22000 | 0 | 999999099 | 0 | 0.201 | 5 | 88 | 0 | 0 | 0
9:30 | 1983 | 10 | 24 | 10 | 5.3 | 2.8 | 84 | 96300 | 517 | 1382 | 271 | 291 | 424 | 131 | 30900 | 38200 | 17500 | 2540 | 250 | 0.5 | 2 | 0 | 7 | 22000 | 0 | 999999099 | 0 | 0.201 | 5 | 88 | 0 | 0 | 0
10:30 | 1983 | 10 | 24 | 11 | 7.3 | 2.8 | 73 | 96200 | 632 | 1382 | 279 | 391 | 550 | 139 | 42400 | 51900 | 18600 | 2770 | 250 | 2.1 | 2 | 0 | 8 | 22000 | 9 | 999999999 | 0 | 0.201 | 5 | 88 | 0 | 0 | 0
11:30 | 1983 | 10 | 24 | 12 | 9.3 | 3.1 | 65 | 96100 | 690 | 1382 | 287 | 443 | 549 | 168 | 47700 | 52500 | 22000 | 3520 | 290 | 2.1 | 2 | 0 | 9 | 22000 | 9 | 999999999 | 0 | 0.201 | 5 | 88 | 0 | 0 | 0
12:30 | 1983 | 10 | 24 | 13 | 8.6 | 2.9 | 67 | 96100 | 687 | 1382 | 284 | 425 | 551 | 150 | 46200 | 52800 | 20000 | 3100 | 310 | 1.5 | 4 | 0 | 9 | 22000 | 9 | 999999999 | 0 | 0.201 | 5 | 88 | 0 | 0 | 0
13:30 | 1983 | 10 | 24 | 14 | 9.6 | 2.5 | 61 | 96100 | 624 | 1382 | 288 | 346 | 383 | 172 | 37500 | 36500 | 20900 | 3670 | 310 | 3.1 | 5 | 0 | 10 | 22000 | 9 | 999999999 | 0 | 0.201 | 5 | 88 | 0 | 0 | 0
14:30 | 1983 | 10 | 24 | 15 | 10.5 | 2.4 | 57 | 96100 | 504 | 1382 | 291 | 225 | 185 | 157 | 24700 | 16800 | 18400 | 3620 | 290 | 3.6 | 6 | 0 | 11 | 9000 | 9 | 999999999 | 0 | 0.201 | 5 | 88 | 0 | 0 | 0
15:30 | 1983 | 10 | 24 | 16 | 9.1 | 2.7 | 64 | 96100 | 335 | 1382 | 286 | 119 | 64 | 103 | 13100 | 5300 | 11700 | 2600 | 350 | 2.6 | 6 | 0 | 9 | 7500 | 9 | 999999999 | 0 | 0.201 | 5 | 88 | 0 | 0 | 0
16:30 | 1983 | 10 | 24 | 17 | 7.8 | 3.1 | 72 | 96200 | 130 | 1382 | 281 | 24 | 0 | 24 | 2700 | 0 | 2700 | 850 | 320 | 1 | 6 | 0 | 7 | 7500 | 0 | 999999919 | 0 | 0.201 | 5 | 88 | 0 | 0 | 0
17:30 | 1983 | 10 | 24 | 18 | 6.1 | 3 | 80 | 96200 | 1 | 1382 | 274 | 0 | 0 | 0 | 0 | 0 | 0 | 10 | 0 | 0 | 4 | 0 | 6 | 22000 | 0 | 999999099 | 0 | 0.201 | 5 | 88 | 0 | 0 | 0
18:30 | 1983 | 10 | 24 | 19 | 4.3 | 2.5 | 88 | 96400 | 0 | 1382 | 267 | 0 | 0 | 0 | 0 | 0 | 0 | 0 | 0 | 0 | 2 | 0 | 5 | 22000 | 0 | 999999099 | 0 | 0.201 | 5 | 88 | 0 | 0 | 0
19:30 | 1983 | 10 | 24 | 20 | 3.4 | 2.1 | 91 | 96400 | 0 | 1382 | 263 | 0 | 0 | 0 | 0 | 0 | 0 | 0 | 290 | 1 | 4 | 0 | 4.2 | 22000 | 0 | 999999099 | 0 | 0.201 | 5 | 88 | 0 | 0 | 0
20:30 | 1983 | 10 | 24 | 21 | 1.6 | 0.5 | 92 | 96500 | 0 | 1382 | 255 | 0 | 0 | 0 | 0 | 0 | 0 | 0 | 240 | 1.5 | 2 | 0 | 3.8 | 22000 | 0 | 999999099 | 0 | 0.201 | 5 | 88 | 0 | 0 | 0
21:30 | 1983 | 10 | 24 | 22 | 0.7 | -0.6 | 91 | 96500 | 0 | 1382 | 250 | 0 | 0 | 0 | 0 | 0 | 0 | 0 | 230 | 2.1 | 1 | 0 | 3.5 | 22000 | 0 | 999999099 | 0 | 0.201 | 5 | 88 | 0 | 0 | 0
22:30 | 1983 | 10 | 24 | 23 | 0 | -0.8 | 94 | 96600 | 0 | 1382 | 248 | 0 | 0 | 0 | 0 | 0 | 0 | 0 | 230 | 2.6 | 1 | 0 | 3.7 | 22000 | 0 | 999999099 | 0 | 0.201 | 5 | 88 | 0 | 0 | 0
23:30 | 1983 | 10 | 24 | 24 | -0.7 | -1.4 | 94 | 96700 | 0 | 1382 | 245 | 0 | 0 | 0 | 0 | 0 | 0 | 0 | 240 | 2.1 | 0 | 0 | 3.8 | 22000 | 0 | 999999099 | 0 | 0.201 | 5 | 88 | 0 | 0 | 0
0:30 | 1983 | 10 | 25 | 1 | -0.2 | -1 | 94 | 96700 | 0 | 1383 | 247 | 0 | 0 | 0 | 0 | 0 | 0 | 0 | 250 | 1.5 | 0 | 0 | 3.9 | 22000 | 0 | 999999099 | 0 | 0.199 | 5 | 88 | 0 | 0 | 0
1:30 | 1983 | 10 | 25 | 2 | 0.5 | -0.6 | 92 | 96700 | 0 | 1383 | 250 | 0 | 0 | 0 | 0 | 0 | 0 | 0 | 250 | 1.2 | 0 | 0 | 3.9 | 22000 | 9 | 999999999 | 0 | 0.199 | 5 | 88 | 0 | 0 | 0
2:30 | 1983 | 10 | 25 | 3 | 1.3 | 0 | 91 | 96700 | 0 | 1383 | 253 | 0 | 0 | 0 | 0 | 0 | 0 | 0 | 290 | 1 | 0 | 0 | 4 | 22000 | 0 | 999999099 | 0 | 0.199 | 5 | 88 | 0 | 0 | 0
3:30 | 1983 | 10 | 25 | 4 | 0 | -1.6 | 88 | 96800 | 0 | 1383 | 247 | 0 | 0 | 0 | 0 | 0 | 0 | 0 | 290 | 1 | 0 | 0 | 4 | 22000 | 0 | 999999099 | 0 | 0.199 | 5 | 88 | 0 | 0 | 0
4:30 | 1983 | 10 | 25 | 5 | -0.3 | -2 | 87 | 96800 | 0 | 1383 | 246 | 0 | 0 | 0 | 0 | 0 | 0 | 0 | 270 | 0.5 | 0 | 0 | 3.8 | 22000 | 0 | 999999099 | 0 | 0.199 | 5 | 88 | 0 | 0 | 0
5:30 | 1983 | 10 | 25 | 6 | -2.3 | -4 | 87 | 96800 | 0 | 1383 | 237 | 0 | 0 | 0 | 0 | 0 | 0 | 0 | 240 | 1 | 0 | 0 | 3.3 | 22000 | 0 | 999999099 | 0 | 0.199 | 5 | 88 | 0 | 0 | 0
6:30 | 1983 | 10 | 25 | 7 | -2.3 | -3.2 | 93 | 96900 | 2 | 1383 | 237 | 1 | 0 | 1 | 100 | 0 | 100 | 20 | 240 | 0.5 | 0 | 0 | 2.2 | 22000 | 0 | 999999099 | 0 | 0.199 | 5 | 88 | 0 | 0 | 0
7:30 | 1983 | 10 | 25 | 8 | -2.2 | -3 | 94 | 97000 | 144 | 1383 | 238 | 36 | 6 | 36 | 4000 | 0 | 4000 | 1190 | 240 | 0.5 | 0 | 0 | 2.4 | 22000 | 0 | 999999099 | 0 | 0.199 | 5 | 88 | 0 | 0 | 0
8:30 | 1983 | 10 | 25 | 9 | 0.1 | -0.6 | 95 | 96900 | 346 | 1383 | 248 | 159 | 251 | 96 | 17000 | 19800 | 11800 | 1860 | 300 | 0.5 | 0 | 0 | 2 | 22000 | 0 | 999999099 | 0 | 0.199 | 5 | 88 | 0 | 0 | 0
9:30 | 1983 | 10 | 25 | 10 | 1.6 | 0.1 | 90 | 96900 | 510 | 1383 | 254 | 292 | 394 | 146 | 30600 | 35500 | 18900 | 2850 | 310 | 0.5 | 0 | 0 | 2 | 22000 | 0 | 999999099 | 0 | 0.199 | 5 | 88 | 0 | 0 | 0
10:30 | 1983 | 10 | 25 | 11 | 3.5 | 1.2 | 85 | 96900 | 625 | 1383 | 262 | 393 | 587 | 127 | 41300 | 55900 | 18000 | 2540 | 330 | 0.5 | 0 | 0 | 2.8 | 22000 | 0 | 999999099 | 0 | 0.199 | 5 | 88 | 0 | 0 | 0
11:30 | 1983 | 10 | 25 | 12 | 4.6 | 1.6 | 81 | 96800 | 683 | 1383 | 267 | 446 | 673 | 112 | 47700 | 65700 | 16400 | 2410 | 350 | 1 | 0 | 0 | 4 | 22000 | 0 | 999999099 | 0 | 0.199 | 5 | 88 | 0 | 0 | 0
12:30 | 1983 | 10 | 25 | 13 | 5.3 | 1.7 | 78 | 96700 | 680 | 1383 | 270 | 444 | 671 | 112 | 47400 | 65400 | 16400 | 2400 | 360 | 1 | 0 | 0 | 4 | 22000 | 0 | 999999919 | 0 | 0.199 | 5 | 88 | 0 | 0 | 0
13:30 | 1983 | 10 | 25 | 14 | 6.2 | 2.3 | 76 | 96700 | 617 | 1383 | 274 | 385 | 599 | 117 | 40700 | 57000 | 16900 | 2360 | 10 | 0.5 | 0 | 0 | 3 | 22000 | 0 | 999999919 | 0 | 0.199 | 5 | 88 | 0 | 0 | 0
14:30 | 1983 | 10 | 25 | 15 | 6.1 | 2.8 | 79 | 96600 | 497 | 1383 | 274 | 279 | 447 | 118 | 29800 | 39700 | 15900 | 2250 | 360 | 1 | 0 | 0 | 3 | 22000 | 0 | 999999919 | 0 | 0.199 | 5 | 88 | 0 | 0 | 0
15:30 | 1983 | 10 | 25 | 16 | 5.4 | 2.6 | 82 | 96600 | 328 | 1383 | 271 | 146 | 244 | 87 | 15600 | 18400 | 10900 | 1670 | 360 | 1.5 | 0 | 0 | 2 | 22000 | 0 | 999999099 | 0 | 0.199 | 5 | 88 | 0 | 0 | 0
16:30 | 1983 | 10 | 25 | 17 | 4.2 | 2.1 | 86 | 96700 | 123 | 1383 | 266 | 27 | 0 | 27 | 3100 | 0 | 3100 | 940 | 10 | 0.5 | 1 | 0 | 1.4 | 22000 | 0 | 999999099 | 0 | 0.199 | 5 | 88 | 0 | 0 | 0
17:30 | 1983 | 10 | 25 | 18 | 1.8 | 0.8 | 93 | 96700 | 0 | 1383 | 271 | 0 | 0 | 0 | 0 | 0 | 0 | 0 | 0 | 0 | 5 | 5 | 0.7 | 22000 | 0 | 999999599 | 0 | 0.199 | 5 | 88 | 0 | 0 | 0
18:30 | 1983 | 10 | 25 | 19 | 1.5 | 1 | 96 | 96800 | 0 | 1383 | 294 | 0 | 0 | 0 | 0 | 0 | 0 | 0 | 0 | 0 | 10 | 10 | 0.1 | 30 | 0 | 999999599 | 0 | 0.199 | 5 | 88 | 0 | 0 | 0
19:30 | 1983 | 10 | 25 | 20 | 1.7 | 1.5 | 99 | 96700 | 0 | 1383 | 295 | 0 | 0 | 0 | 0 | 0 | 0 | 0 | 0 | 0 | 10 | 10 | 0.1 | 30 | 0 | 999999599 | 0 | 0.199 | 5 | 88 | 0 | 0 | 0
20:30 | 1983 | 10 | 25 | 21 | 1.7 | 1.7 | 100 | 96700 | 0 | 1383 | 296 | 0 | 0 | 0 | 0 | 0 | 0 | 0 | 0 | 0 | 10 | 10 | 0.1 | 30 | 0 | 999999599 | 0 | 0.199 | 5 | 88 | 0 | 0 | 0
21:30 | 1983 | 10 | 25 | 22 | 1.7 | 1.5 | 99 | 96700 | 0 | 1383 | 295 | 0 | 0 | 0 | 0 | 0 | 0 | 0 | 0 | 0 | 10 | 10 | 0.1 | 30 | 0 | 999999599 | 0 | 0.199 | 5 | 88 | 0 | 0 | 0
22:30 | 1983 | 10 | 25 | 23 | 0.8 | 0.6 | 99 | 96800 | 0 | 1383 | 252 | 0 | 0 | 0 | 0 | 0 | 0 | 0 | 150 | 0.5 | 0 | 0 | 1.6 | 22000 | 0 | 999999099 | 0 | 0.199 | 5 | 88 | 0 | 0 | 0
23:30 | 1983 | 10 | 25 | 24 | 0.4 | 0.3 | 99 | 96700 | 0 | 1383 | 250 | 0 | 0 | 0 | 0 | 0 | 0 | 0 | 210 | 1 | 0 | 0 | 1.8 | 22000 | 0 | 999999099 | 0 | 0.199 | 5 | 88 | 0 | 0 | 0
0:30 | 1983 | 10 | 26 | 1 | 1.4 | 0.9 | 96 | 96700 | 0 | 1384 | 269 | 0 | 0 | 0 | 0 | 0 | 0 | 0 | 210 | 1.5 | 5 | 5 | 1.8 | 22000 | 0 | 999999099 | 0 | 0.198 | 5 | 88 | 0 | 0 | 0
1:30 | 1983 | 10 | 26 | 2 | 2.1 | 1.7 | 97 | 96700 | 0 | 1384 | 289 | 0 | 0 | 0 | 0 | 0 | 0 | 0 | 210 | 0.5 | 9 | 9 | 2 | 300 | 0 | 999999099 | 0 | 0.198 | 5 | 88 | 0 | 0 | 0
2:30 | 1983 | 10 | 26 | 3 | 2.7 | 2.1 | 96 | 96700 | 0 | 1384 | 292 | 0 | 0 | 0 | 0 | 0 | 0 | 0 | 200 | 1.5 | 9 | 9 | 2.5 | 360 | 0 | 999999099 | 0 | 0.198 | 5 | 88 | 0 | 0 | 0
3:30 | 1983 | 10 | 26 | 4 | 2.9 | 1.7 | 92 | 96700 | 0 | 1384 | 282 | 0 | 0 | 0 | 0 | 0 | 0 | 0 | 220 | 1 | 7 | 7 | 2.8 | 600 | 0 | 999999099 | 0 | 0.198 | 5 | 88 | 0 | 0 | 0
4:30 | 1983 | 10 | 26 | 5 | 3 | 2.4 | 96 | 96700 | 0 | 1384 | 294 | 0 | 0 | 0 | 0 | 0 | 0 | 0 | 220 | 1 | 9 | 9 | 3 | 600 | 0 | 999999099 | 0 | 0.198 | 5 | 88 | 0 | 0 | 0
5:30 | 1983 | 10 | 26 | 6 | 3.6 | 2.5 | 93 | 96700 | 0 | 1384 | 296 | 0 | 0 | 0 | 0 | 0 | 0 | 0 | 200 | 1.5 | 9 | 9 | 3.5 | 900 | 0 | 999999099 | 0 | 0.198 | 5 | 88 | 0 | 0 | 0
6:30 | 1983 | 10 | 26 | 7 | 3.4 | 2 | 91 | 96700 | 2 | 1384 | 272 | 0 | 0 | 0 | 0 | 0 | 0 | 10 | 220 | 0.5 | 9 | 2 | 3.5 | 2700 | 0 | 999999099 | 0 | 0.198 | 5 | 88 | 0 | 0 | 0
7:30 | 1983 | 10 | 26 | 8 | 5.1 | 3.2 | 88 | 96700 | 138 | 1384 | 304 | 16 | 0 | 16 | 1900 | 0 | 1900 | 620 | 190 | 1 | 9 | 9 | 3.7 | 2400 | 0 | 999999099 | 0 | 0.198 | 5 | 88 | 0 | 0 | 0
8:30 | 1983 | 10 | 26 | 9 | 6.5 | 3.5 | 81 | 96700 | 340 | 1384 | 310 | 73 | 0 | 73 | 8300 | 0 | 8400 | 2770 | 230 | 3.1 | 9 | 9 | 5 | 2400 | 0 | 999999099 | 0 | 0.198 | 5 | 88 | 0 | 0 | 0
9:30 | 1983 | 10 | 26 | 10 | 7.9 | 2.6 | 69 | 96600 | 504 | 1384 | 304 | 187 | 94 | 153 | 20700 | 8500 | 17400 | 4200 | 250 | 3.1 | 7 | 7 | 6 | 2700 | 0 | 999999919 | 0 | 0.198 | 5 | 88 | 0 | 0 | 0
10:30 | 1983 | 10 | 26 | 11 | 10.5 | 1.6 | 54 | 96600 | 619 | 1384 | 310 | 306 | 238 | 199 | 33600 | 22800 | 23100 | 4790 | 250 | 3.1 | 6 | 6 | 7 | 2700 | 0 | 999999919 | 0 | 0.198 | 5 | 88 | 0 | 0 | 0
11:30 | 1983 | 10 | 26 | 12 | 12.4 | 0.2 | 43 | 96500 | 677 | 1384 | 333 | 210 | 14 | 203 | 23900 | 1100 | 23200 | 8090 | 280 | 2.6 | 9 | 9 | 8 | 2700 | 9 | 999999999 | 0 | 0.198 | 5 | 88 | 0 | 0 | 0
12:30 | 1983 | 10 | 26 | 13 | 12.4 | -2.4 | 35 | 96500 | 674 | 1384 | 314 | 347 | 235 | 233 | 37900 | 23000 | 26600 | 5740 | 290 | 2.6 | 6 | 6 | 9 | 2700 | 9 | 999999999 | 0 | 0.198 | 5 | 88 | 0 | 0 | 0
13:30 | 1983 | 10 | 26 | 14 | 12.8 | -0.4 | 40 | 96500 | 610 | 1384 | 334 | 182 | 12 | 176 | 20600 | 800 | 20100 | 6910 | 280 | 2.6 | 9 | 9 | 9 | 2700 | 9 | 999999999 | 0 | 0.198 | 5 | 88 | 0 | 0 | 0
14:30 | 1983 | 10 | 26 | 15 | 13 | -1.9 | 35 | 96400 | 490 | 1384 | 333 | 131 | 11 | 128 | 14900 | 700 | 14500 | 4900 | 270 | 2.1 | 9 | 9 | 10 | 2700 | 9 | 999999999 | 0 | 0.198 | 5 | 88 | 0 | 0 | 0
15:30 | 1983 | 10 | 26 | 16 | 12.2 | -0.7 | 41 | 96400 | 322 | 1384 | 331 | 68 | 0 | 68 | 7700 | 0 | 7700 | 2540 | 310 | 1.5 | 9 | 9 | 10 | 2400 | 9 | 999999999 | 0 | 0.198 | 5 | 88 | 0 | 0 | 0
16:30 | 1983 | 10 | 26 | 17 | 11.4 | 2.8 | 55 | 96500 | 117 | 1384 | 332 | 12 | 0 | 12 | 1400 | 0 | 1400 | 460 | 310 | 1 | 9 | 9 | 8 | 2400 | 9 | 999999999 | 0 | 0.198 | 5 | 88 | 0 | 0 | 0
17:30 | 1983 | 10 | 26 | 18 | 10.7 | 3 | 59 | 96500 | 0 | 1384 | 329 | 0 | 0 | 0 | 0 | 0 | 0 | 0 | 0 | 0 | 9 | 9 | 6 | 2400 | 0 | 999999919 | 0 | 0.198 | 5 | 88 | 0 | 0 | 0
18:30 | 1983 | 10 | 26 | 19 | 9.6 | 3.5 | 66 | 96500 | 0 | 1384 | 324 | 0 | 0 | 0 | 0 | 0 | 0 | 0 | 180 | 1 | 9 | 9 | 7 | 2400 | 0 | 999999919 | 0 | 0.198 | 5 | 88 | 0 | 0 | 0
19:30 | 1983 | 10 | 26 | 20 | 9.6 | 3 | 63 | 96500 | 0 | 1384 | 323 | 0 | 0 | 0 | 0 | 0 | 0 | 0 | 170 | 2.6 | 9 | 9 | 15 | 2400 | 9 | 999999999 | 0 | 0.198 | 5 | 88 | 0 | 0 | 0
20:30 | 1983 | 10 | 26 | 21 | 8.6 | 3.2 | 69 | 96500 | 0 | 1384 | 307 | 0 | 0 | 0 | 0 | 0 | 0 | 0 | 170 | 1.5 | 7 | 7 | 20 | 2400 | 9 | 999999999 | 0 | 0.198 | 5 | 88 | 0 | 0 | 0
21:30 | 1983 | 10 | 26 | 22 | 7.2 | 2.1 | 70 | 96500 | 0 | 1384 | 278 | 0 | 0 | 0 | 0 | 0 | 0 | 0 | 0 | 0 | 1 | 0 | 15 | 22000 | 9 | 999999999 | 0 | 0.198 | 5 | 88 | 0 | 0 | 0
22:30 | 1983 | 10 | 26 | 23 | 4.3 | 1.3 | 81 | 96500 | 0 | 1384 | 266 | 0 | 0 | 0 | 0 | 0 | 0 | 0 | 0 | 0 | 0 | 0 | 15 | 22000 | 9 | 999999999 | 0 | 0.198 | 5 | 88 | 0 | 0 | 0
23:30 | 1983 | 10 | 26 | 24 | 4.4 | 1.4 | 81 | 96500 | 0 | 1384 | 266 | 0 | 0 | 0 | 0 | 0 | 0 | 0 | 0 | 0 | 0 | 0 | 20 | 22000 | 9 | 999999999 | 0 | 0.198 | 5 | 88 | 0 | 0 | 0
0:30 | 1983 | 10 | 27 | 1 | 2.6 | 1.2 | 90 | 96500 | 0 | 1385 | 259 | 0 | 0 | 0 | 0 | 0 | 0 | 0 | 210 | 1.5 | 0 | 0 | 20 | 22000 | 9 | 999999999 | 0 | 0.196 | 5 | 88 | 0 | 0 | 0
1:30 | 1983 | 10 | 27 | 2 | 2.5 | 1.3 | 92 | 96400 | 0 | 1385 | 259 | 0 | 0 | 0 | 0 | 0 | 0 | 0 | 130 | 0.5 | 0 | 0 | 20 | 22000 | 9 | 999999999 | 0 | 0.196 | 5 | 88 | 0 | 0 | 0
2:30 | 1983 | 10 | 27 | 3 | 1.7 | 1.1 | 96 | 96400 | 0 | 1385 | 256 | 0 | 0 | 0 | 0 | 0 | 0 | 0 | 0 | 0 | 0 | 0 | 17 | 22000 | 9 | 999999999 | 0 | 0.196 | 5 | 88 | 0 | 0 | 0
3:30 | 1983 | 10 | 27 | 4 | 1.2 | 0.6 | 96 | 96400 | 0 | 1385 | 253 | 0 | 0 | 0 | 0 | 0 | 0 | 0 | 0 | 0.2 | 0 | 0 | 16.5 | 22000 | 9 | 999999999 | 0 | 0.196 | 5 | 88 | 0 | 0 | 0
4:30 | 1983 | 10 | 27 | 5 | 0.7 | 0.1 | 96 | 96400 | 0 | 1385 | 251 | 0 | 0 | 0 | 0 | 0 | 0 | 0 | 240 | 0.5 | 0 | 0 | 16 | 22000 | 9 | 999999999 | 0 | 0.196 | 5 | 88 | 0 | 0 | 0
5:30 | 1983 | 10 | 27 | 6 | 0.9 | -0.4 | 91 | 96400 | 0 | 1385 | 251 | 0 | 0 | 0 | 0 | 0 | 0 | 0 | 0 | 0 | 0 | 0 | 16 | 22000 | 9 | 999999999 | 0 | 0.196 | 5 | 88 | 0 | 0 | 0
6:30 | 1983 | 10 | 27 | 7 | 0.2 | -0.8 | 92 | 96400 | 1 | 1385 | 248 | 0 | 0 | 0 | 0 | 0 | 0 | 10 | 70 | 1 | 0 | 0 | 25 | 22000 | 0 | 999999099 | 0 | 0.196 | 5 | 88 | 0 | 0 | 0
7:30 | 1983 | 10 | 27 | 8 | 1.5 | 0.9 | 96 | 96400 | 131 | 1385 | 255 | 31 | 0 | 31 | 3500 | 0 | 3500 | 1050 | 230 | 1.5 | 1 | 0 | 8 | 22000 | 9 | 999999999 | 0 | 0.196 | 5 | 88 | 0 | 0 | 0
8:30 | 1983 | 10 | 27 | 9 | 6.3 | 4.3 | 87 | 96300 | 333 | 1385 | 276 | 149 | 203 | 100 | 15800 | 15200 | 12400 | 1970 | 220 | 2.1 | 0 | 0 | 9 | 22000 | 9 | 999999999 | 0 | 0.196 | 5 | 88 | 0 | 0 | 0
9:30 | 1983 | 10 | 27 | 10 | 8.6 | 3.2 | 69 | 96200 | 497 | 1385 | 284 | 280 | 435 | 123 | 29800 | 38600 | 16500 | 2360 | 240 | 2.6 | 0 | 0 | 10 | 22000 | 9 | 999999999 | 0 | 0.196 | 5 | 88 | 0 | 0 | 0
10:30 | 1983 | 10 | 27 | 11 | 11.4 | 3.2 | 57 | 96100 | 612 | 1385 | 296 | 381 | 571 | 128 | 40000 | 54000 | 18100 | 2520 | 260 | 1.5 | 0 | 0 | 10 | 22000 | 9 | 999999999 | 0 | 0.196 | 5 | 88 | 0 | 0 | 0
11:30 | 1983 | 10 | 27 | 12 | 13.8 | 2.8 | 47 | 96000 | 670 | 1385 | 306 | 434 | 658 | 114 | 46300 | 63800 | 16700 | 2420 | 250 | 1 | 0 | 0 | 10 | 22000 | 9 | 999999999 | 0 | 0.196 | 5 | 88 | 0 | 0 | 0
12:30 | 1983 | 10 | 27 | 13 | 15.9 | 2.4 | 40 | 95900 | 667 | 1385 | 314 | 431 | 661 | 112 | 46100 | 64100 | 16400 | 2360 | 230 | 1.5 | 0 | 0 | 10 | 22000 | 9 | 999999999 | 0 | 0.196 | 5 | 88 | 0 | 0 | 0
13:30 | 1983 | 10 | 27 | 14 | 16.8 | 2.9 | 39 | 95800 | 603 | 1385 | 319 | 373 | 586 | 117 | 39400 | 55500 | 16900 | 2340 | 0 | 0 | 0 | 0 | 9 | 22000 | 9 | 999999999 | 0 | 0.196 | 5 | 88 | 0 | 0 | 0
14:30 | 1983 | 10 | 27 | 15 | 16.3 | 3 | 41 | 95800 | 483 | 1385 | 317 | 268 | 436 | 116 | 28600 | 38400 | 15600 | 2190 | 350 | 0.5 | 0 | 0 | 9 | 22000 | 9 | 999999999 | 0 | 0.196 | 5 | 88 | 0 | 0 | 0
15:30 | 1983 | 10 | 27 | 16 | 16.3 | 3.6 | 43 | 95700 | 315 | 1385 | 317 | 136 | 229 | 84 | 14600 | 16800 | 10500 | 1600 | 100 | 0.5 | 0 | 0 | 12 | 22000 | 9 | 999999999 | 0 | 0.196 | 5 | 88 | 0 | 0 | 0
16:30 | 1983 | 10 | 27 | 17 | 14.5 | 3.4 | 47 | 95800 | 110 | 1385 | 309 | 23 | 0 | 23 | 2600 | 0 | 2600 | 790 | 220 | 2.1 | 0 | 0 | 30 | 22000 | 9 | 999999999 | 0 | 0.196 | 5 | 88 | 0 | 0 | 0
17:30 | 1983 | 10 | 27 | 18 | 12 | 2.3 | 51 | 95800 | 0 | 1385 | 297 | 0 | 0 | 0 | 0 | 0 | 0 | 0 | 250 | 2.6 | 0 | 0 | 75 | 22000 | 9 | 999999999 | 0 | 0.196 | 5 | 88 | 0 | 0 | 0
18:30 | 1983 | 10 | 27 | 19 | 9.1 | 2.7 | 64 | 95900 | 0 | 1385 | 286 | 0 | 0 | 0 | 0 | 0 | 0 | 0 | 210 | 1.5 | 0 | 0 | 75 | 22000 | 9 | 999999999 | 0 | 0.196 | 5 | 88 | 0 | 0 | 0
19:30 | 1983 | 10 | 27 | 20 | 7 | 2.9 | 75 | 95900 | 0 | 1385 | 278 | 0 | 0 | 0 | 0 | 0 | 0 | 0 | 180 | 1.5 | 0 | 0 | 50 | 22000 | 9 | 999999999 | 0 | 0.196 | 5 | 88 | 0 | 0 | 0
20:30 | 1983 | 10 | 27 | 21 | 7 | 2.9 | 75 | 95900 | 0 | 1385 | 278 | 0 | 0 | 0 | 0 | 0 | 0 | 0 | 180 | 1 | 0 | 0 | 50 | 22000 | 9 | 999999999 | 0 | 0.196 | 5 | 88 | 0 | 0 | 0
21:30 | 1983 | 10 | 27 | 22 | 5 | 1.7 | 79 | 96000 | 0 | 1385 | 269 | 0 | 0 | 0 | 0 | 0 | 0 | 0 | 180 | 1.5 | 0 | 0 | 50 | 22000 | 9 | 999999999 | 0 | 0.196 | 5 | 88 | 0 | 0 | 0
22:30 | 1983 | 10 | 27 | 23 | 5.5 | 1.8 | 77 | 96000 | 0 | 1385 | 271 | 0 | 0 | 0 | 0 | 0 | 0 | 0 | 190 | 1.5 | 0 | 0 | 50 | 22000 | 9 | 999999999 | 0 | 0.196 | 5 | 88 | 0 | 0 | 0
23:30 | 1983 | 10 | 27 | 24 | 3.8 | 0.9 | 81 | 96000 | 0 | 1385 | 263 | 0 | 0 | 0 | 0 | 0 | 0 | 0 | 200 | 1.5 | 0 | 0 | 50 | 22000 | 9 | 999999999 | 0 | 0.196 | 5 | 88 | 0 | 0 | 0
0:30 | 1983 | 10 | 28 | 1 | 3.3 | 0.8 | 84 | 96000 | 0 | 1385 | 261 | 0 | 0 | 0 | 0 | 0 | 0 | 0 | 200 | 1.5 | 0 | 0 | 50 | 22000 | 9 | 999999999 | 0 | 0.194 | 5 | 88 | 0 | 0 | 0
1:30 | 1983 | 10 | 28 | 2 | 3.3 | 0.8 | 84 | 96000 | 0 | 1385 | 261 | 0 | 0 | 0 | 0 | 0 | 0 | 0 | 0 | 0 | 0 | 0 | 30 | 22000 | 9 | 999999999 | 0 | 0.194 | 5 | 88 | 0 | 0 | 0
2:30 | 1983 | 10 | 28 | 3 | 2.8 | 0.5 | 85 | 95900 | 0 | 1385 | 259 | 0 | 0 | 0 | 0 | 0 | 0 | 0 | 220 | 0.5 | 0 | 0 | 30 | 22000 | 9 | 999999999 | 0 | 0.194 | 5 | 88 | 0 | 0 | 0
3:30 | 1983 | 10 | 28 | 4 | 1.1 | -2.1 | 78 | 95900 | 0 | 1385 | 251 | 0 | 0 | 0 | 0 | 0 | 0 | 0 | 200 | 1 | 0 | 0 | 30 | 22000 | 9 | 999999999 | 0 | 0.194 | 5 | 88 | 0 | 0 | 0
4:30 | 1983 | 10 | 28 | 5 | 0.8 | -1.7 | 82 | 96000 | 0 | 1385 | 250 | 0 | 0 | 0 | 0 | 0 | 0 | 0 | 200 | 0.5 | 0 | 0 | 30 | 22000 | 9 | 999999999 | 0 | 0.194 | 5 | 88 | 0 | 0 | 0
5:30 | 1983 | 10 | 28 | 6 | 1.5 | -1.3 | 81 | 95900 | 0 | 1385 | 253 | 0 | 0 | 0 | 0 | 0 | 0 | 0 | 230 | 1.5 | 0 | 0 | 30 | 22000 | 9 | 999999999 | 0 | 0.194 | 5 | 88 | 0 | 0 | 0
6:30 | 1983 | 10 | 28 | 7 | 1.8 | -0.4 | 85 | 95900 | 1 | 1385 | 260 | 0 | 0 | 0 | 0 | 0 | 0 | 0 | 210 | 0.5 | 1 | 1 | 30 | 22000 | 9 | 999999999 | 0 | 0.194 | 5 | 88 | 0 | 0 | 0
7:30 | 1983 | 10 | 28 | 8 | 2.4 | 0.2 | 85 | 95900 | 125 | 1385 | 257 | 29 | 0 | 29 | 3200 | 0 | 3200 | 970 | 200 | 1 | 0 | 0 | 50 | 22000 | 9 | 999999999 | 0 | 0.194 | 5 | 88 | 0 | 0 | 0
8:30 | 1983 | 10 | 28 | 9 | 6.5 | 2.5 | 76 | 95800 | 327 | 1385 | 275 | 146 | 200 | 98 | 15400 | 15000 | 12100 | 1930 | 220 | 0.5 | 0 | 0 | 40 | 22000 | 9 | 999999999 | 0 | 0.194 | 5 | 88 | 0 | 0 | 0
9:30 | 1983 | 10 | 28 | 10 | 10.2 | 2.3 | 58 | 95800 | 491 | 1385 | 296 | 275 | 429 | 122 | 29200 | 38100 | 16300 | 2330 | 240 | 1.5 | 1 | 1 | 30 | 22000 | 9 | 999999999 | 0 | 0.194 | 5 | 88 | 0 | 0 | 0
10:30 | 1983 | 10 | 28 | 11 | 12.5 | 1.3 | 46 | 95700 | 605 | 1385 | 304 | 376 | 567 | 127 | 39300 | 53600 | 17900 | 2500 | 250 | 2.1 | 1 | 1 | 30 | 22000 | 9 | 999999999 | 0 | 0.194 | 5 | 88 | 0 | 0 | 0
11:30 | 1983 | 10 | 28 | 12 | 14 | 0.1 | 39 | 95600 | 663 | 1385 | 309 | 429 | 649 | 117 | 45500 | 62900 | 16900 | 2450 | 250 | 2.6 | 1 | 1 | 30 | 22000 | 9 | 999999999 | 0 | 0.194 | 5 | 88 | 0 | 0 | 0
12:30 | 1983 | 10 | 28 | 13 | 15.1 | 0.3 | 36 | 95500 | 660 | 1385 | 314 | 419 | 472 | 193 | 44100 | 45100 | 24400 | 4060 | 240 | 2.6 | 2 | 1 | 40 | 22000 | 9 | 999999999 | 0 | 0.194 | 5 | 88 | 0 | 0 | 0
13:30 | 1983 | 10 | 28 | 14 | 15.5 | -0.6 | 33 | 95400 | 596 | 1385 | 319 | 363 | 421 | 181 | 38900 | 40200 | 21500 | 3880 | 240 | 1 | 2 | 2 | 40 | 22000 | 9 | 999999999 | 0 | 0.194 | 5 | 88 | 0 | 0 | 0
14:30 | 1983 | 10 | 28 | 15 | 14.6 | -0.6 | 35 | 95400 | 476 | 1385 | 323 | 234 | 247 | 149 | 24900 | 22100 | 17800 | 3060 | 310 | 2.1 | 5 | 5 | 30 | 22000 | 9 | 999999999 | 0 | 0.194 | 5 | 88 | 0 | 0 | 0
15:30 | 1983 | 10 | 28 | 16 | 14.3 | 0.8 | 40 | 95400 | 308 | 1385 | 324 | 117 | 94 | 96 | 12800 | 7200 | 11300 | 2090 | 320 | 1.5 | 5 | 5 | 25 | 22000 | 9 | 999999999 | 0 | 0.194 | 5 | 88 | 0 | 0 | 0
16:30 | 1983 | 10 | 28 | 17 | 12.4 | 1.4 | 47 | 95400 | 103 | 1385 | 313 | 20 | 0 | 20 | 2300 | 0 | 2300 | 710 | 10 | 1.5 | 4 | 4 | 15 | 22000 | 9 | 999999999 | 0 | 0.194 | 5 | 88 | 0 | 0 | 0
17:30 | 1983 | 10 | 28 | 18 | 10.2 | 1.4 | 54 | 95500 | 0 | 1385 | 306 | 0 | 0 | 0 | 0 | 0 | 0 | 0 | 30 | 0.5 | 5 | 5 | 15 | 22000 | 9 | 999999999 | 0 | 0.194 | 5 | 88 | 0 | 0 | 0
18:30 | 1983 | 10 | 28 | 19 | 9.1 | 3.3 | 67 | 95500 | 0 | 1385 | 304 | 0 | 0 | 0 | 0 | 0 | 0 | 0 | 0 | 0 | 5 | 5 | 20 | 22000 | 9 | 999999999 | 0 | 0.194 | 5 | 88 | 0 | 0 | 0
19:30 | 1983 | 10 | 28 | 20 | 7.7 | 2.8 | 71 | 95600 | 0 | 1385 | 295 | 0 | 0 | 0 | 0 | 0 | 0 | 0 | 0 | 0 | 4 | 4 | 15 | 22000 | 9 | 999999999 | 0 | 0.194 | 5 | 88 | 0 | 0 | 0
20:30 | 1983 | 10 | 28 | 21 | 6.5 | 2.1 | 73 | 95700 | 0 | 1385 | 280 | 0 | 0 | 0 | 0 | 0 | 0 | 0 | 0 | 0 | 1 | 1 | 15 | 22000 | 9 | 999999999 | 0 | 0.194 | 5 | 88 | 0 | 0 | 0
21:30 | 1983 | 10 | 28 | 22 | 4.8 | 1 | 76 | 95700 | 0 | 1385 | 272 | 0 | 0 | 0 | 0 | 0 | 0 | 0 | 0 | 0 | 4 | 1 | 15 | 22000 | 9 | 999999999 | 0 | 0.194 | 5 | 88 | 0 | 0 | 0
22:30 | 1983 | 10 | 28 | 23 | 4.2 | 1.3 | 81 | 95700 | 0 | 1385 | 274 | 0 | 0 | 0 | 0 | 0 | 0 | 0 | 0 | 0 | 5 | 2 | 15 | 22000 | 9 | 999999999 | 0 | 0.194 | 5 | 88 | 0 | 0 | 0
23:30 | 1983 | 10 | 28 | 24 | 4.1 | 1.5 | 83 | 95800 | 0 | 1385 | 274 | 0 | 0 | 0 | 0 | 0 | 0 | 0 | 0 | 0 | 6 | 2 | 13 | 7500 | 9 | 999999999 | 0 | 0.194 | 5 | 88 | 0 | 0 | 0

## Typical winter
Local clock time | Year | Month | Day | GMT+1 Hour | Dry bulb temperature | Dew point temperature | Relative humidity | Atmospheric station pressure | Extraterrestrial Horizontal Radiation | Extraterrestrial Direct Normal Radiation | Horizontal Infrared Radiation from Sky | Global Horizontal Radiation | Direct Normal Radiation | Diffuse Horizontal Radiation | Direct Normal Illuminance | Diffuse Horizontal Illuminance | Zenith Luminance
[5 empty] | °C | °C | % | Pa | Wh/m2 | Wh/m2 | Wh/m2 | Wh/m2 | Wh/m2 | Wh/m2 | Cd/m2 | Cd/m2 | Cd/m2
0:30 | 1986 | 1 | 8 | 1 | -7.4 | -8 | 95 | 95400 | 0 | 1415 | 220 | 0 | 0 | 0 | 0 | 0 | 0 | 0 | 80 | 0.5 | 1 | 1 | 15 | 22000 | 9 | 999999999 | 0 | 0.061 | 1 | 88 | 0 | 0 | 0
1:30 | 1986 | 1 | 8 | 2 | -8.2 | -9.2 | 92 | 95400 | 0 | 1415 | 213 | 0 | 0 | 0 | 0 | 0 | 0 | 0 | 120 | 0.5 | 4 | 0 | 6 | 22000 | 0 | 999999099 | 0 | 0.061 | 1 | 88 | 0 | 0 | 0
2:30 | 1986 | 1 | 8 | 3 | -9.1 | -9.9 | 93 | 95400 | 0 | 1415 | 209 | 0 | 0 | 0 | 0 | 0 | 0 | 0 | 120 | 0.5 | 2 | 0 | 3.6 | 22000 | 9 | 999999999 | 0 | 0.061 | 1 | 88 | 0 | 0 | 0
3:30 | 1986 | 1 | 8 | 4 | -9.4 | -10.2 | 93 | 95400 | 0 | 1415 | 222 | 0 | 0 | 0 | 0 | 0 | 0 | 0 | 90 | 1 | 7 | 6 | 5 | 330 | 0 | 999999099 | 0 | 0.061 | 1 | 88 | 0 | 0 | 0
4:30 | 1986 | 1 | 8 | 5 | -7.1 | -8 | 92 | 95300 | 0 | 1415 | 235 | 0 | 0 | 0 | 0 | 0 | 0 | 0 | 120 | 1.5 | 7 | 7 | 5 | 360 | 0 | 999999099 | 0 | 0.061 | 1 | 88 | 0 | 0 | 0
5:30 | 1986 | 1 | 8 | 6 | -6 | -7.1 | 91 | 95300 | 0 | 1415 | 256 | 0 | 0 | 0 | 0 | 0 | 0 | 0 | 80 | 1.5 | 10 | 10 | 5 | 240 | 0 | 999999099 | 0 | 0.061 | 1 | 88 | 0 | 0 | 0
6:30 | 1986 | 1 | 8 | 7 | -5.6 | -6.3 | 94 | 95300 | 0 | 1415 | 258 | 0 | 0 | 0 | 0 | 0 | 0 | 0 | 70 | 2.1 | 10 | 10 | 5 | 180 | 0 | 999999099 | 0 | 0.061 | 1 | 88 | 0 | 0 | 0
7:30 | 1986 | 1 | 8 | 8 | -5.2 | -5.9 | 94 | 95300 | 0 | 1415 | 260 | 0 | 0 | 0 | 0 | 0 | 0 | 0 | 90 | 3.1 | 10 | 10 | 5 | 180 | 0 | 999999099 | 0 | 0.061 | 1 | 88 | 0 | 0 | 0
8:30 | 1986 | 1 | 8 | 9 | -5.4 | -5.9 | 96 | 95400 | 72 | 1415 | 259 | 6 | 0 | 6 | 800 | 0 | 800 | 250 | 100 | 5.1 | 10 | 10 | 4 | 120 | 0 | 999999099 | 0 | 0.061 | 1 | 88 | 0 | 0 | 0
9:30 | 1986 | 1 | 8 | 10 | -5 | -5.6 | 95 | 95300 | 244 | 1415 | 261 | 31 | 0 | 31 | 3600 | 0 | 3600 | 1220 | 110 | 4.1 | 10 | 10 | 5 | 150 | 0 | 999999099 | 0 | 0.061 | 1 | 88 | 0 | 0 | 0
10:30 | 1986 | 1 | 8 | 11 | -4.6 | -5.4 | 93 | 95300 | 373 | 1415 | 255 | 107 | 10 | 104 | 11900 | 500 | 11600 | 3660 | 90 | 4.6 | 9 | 9 | 7 | 180 | 0 | 999999099 | 0 | 0.061 | 1 | 88 | 0 | 0 | 0
11:30 | 1986 | 1 | 8 | 12 | -4.6 | -5.5 | 93 | 95300 | 450 | 1415 | 263 | 72 | 0 | 72 | 8400 | 0 | 8400 | 3000 | 110 | 2.6 | 10 | 10 | 7 | 240 | 0 | 999999099 | 0 | 0.061 | 1 | 88 | 0 | 0 | 0
12:30 | 1986 | 1 | 8 | 13 | -4.2 | -5.6 | 89 | 95300 | 469 | 1415 | 257 | 145 | 16 | 139 | 16200 | 1000 | 15600 | 5020 | 100 | 3.6 | 9 | 9 | 8 | 210 | 9 | 999999999 | 0 | 0.061 | 1 | 88 | 0 | 0 | 0
13:30 | 1986 | 1 | 8 | 14 | -4.2 | -5.3 | 91 | 95200 | 429 | 1415 | 257 | 128 | 20 | 122 | 14300 | 1200 | 13700 | 4380 | 110 | 2.6 | 9 | 9 | 7 | 330 | 0 | 999999099 | 0 | 0.061 | 1 | 88 | 0 | 0 | 0
14:30 | 1986 | 1 | 8 | 15 | -3.5 | -5.9 | 81 | 95200 | 332 | 1415 | 259 | 48 | 0 | 48 | 5600 | 0 | 5600 | 1920 | 100 | 2.6 | 10 | 9 | 7 | 360 | 0 | 999999099 | 0 | 0.061 | 1 | 88 | 0 | 0 | 0
15:30 | 1986 | 1 | 8 | 16 | -3.8 | -5.8 | 84 | 95200 | 185 | 1415 | 249 | 21 | 0 | 21 | 2500 | 0 | 2500 | 820 | 120 | 2.6 | 10 | 7 | 7 | 390 | 0 | 999999099 | 0 | 0.061 | 1 | 88 | 0 | 0 | 0
16:30 | 1986 | 1 | 8 | 17 | -3.6 | -5.2 | 87 | 95200 | 25 | 1415 | 250 | 2 | 0 | 2 | 300 | 0 | 300 | 80 | 90 | 3.1 | 10 | 7 | 5 | 360 | 0 | 999999099 | 0 | 0.061 | 1 | 88 | 0 | 0 | 0
17:30 | 1986 | 1 | 8 | 18 | -3.8 | -4.9 | 91 | 95200 | 0 | 1415 | 259 | 0 | 0 | 0 | 0 | 0 | 0 | 0 | 80 | 3.1 | 10 | 9 | 8 | 330 | 9 | 999999999 | 0 | 0.061 | 1 | 88 | 0 | 0 | 0
18:30 | 1986 | 1 | 8 | 19 | -3.8 | -5.3 | 88 | 95200 | 0 | 1415 | 246 | 0 | 0 | 0 | 0 | 0 | 0 | 0 | 70 | 3.1 | 10 | 6 | 10 | 2700 | 9 | 999999999 | 0 | 0.061 | 1 | 88 | 0 | 0 | 0
19:30 | 1986 | 1 | 8 | 20 | -4.1 | -5.3 | 90 | 95300 | 0 | 1415 | 257 | 0 | 0 | 0 | 0 | 0 | 0 | 0 | 80 | 2.6 | 10 | 9 | 10 | 300 | 9 | 999999999 | 0 | 0.061 | 1 | 88 | 0 | 0 | 0
20:30 | 1986 | 1 | 8 | 21 | -4.2 | -5.4 | 90 | 95300 | 0 | 1415 | 264 | 0 | 0 | 0 | 0 | 0 | 0 | 0 | 100 | 3.1 | 10 | 10 | 10 | 1050 | 9 | 999999999 | 0 | 0.061 | 1 | 88 | 0 | 0 | 0
21:30 | 1986 | 1 | 8 | 22 | -4.2 | -5.6 | 89 | 95300 | 0 | 1415 | 264 | 0 | 0 | 0 | 0 | 0 | 0 | 0 | 110 | 2.6 | 10 | 10 | 10 | 1050 | 9 | 999999999 | 0 | 0.061 | 1 | 88 | 0 | 0 | 0
22:30 | 1986 | 1 | 8 | 23 | -4.5 | -5.5 | 92 | 95300 | 0 | 1415 | 263 | 0 | 0 | 0 | 0 | 0 | 0 | 0 | 90 | 2.6 | 10 | 10 | 5 | 240 | 0 | 999099999 | 0 | 0.061 | 1 | 88 | 0 | 0 | 0
23:30 | 1986 | 1 | 8 | 24 | -4.7 | -5.3 | 95 | 95300 | 0 | 1415 | 262 | 0 | 0 | 0 | 0 | 0 | 0 | 0 | 80 | 2.6 | 10 | 10 | 3.5 | 240 | 0 | 999099999 | 0 | 0.061 | 1 | 88 | 0 | 0 | 0
0:30 | 1986 | 1 | 9 | 1 | -4.6 | -5.5 | 93 | 95300 | 0 | 1415 | 243 | 0 | 0 | 0 | 0 | 0 | 0 | 0 | 80 | 1.5 | 10 | 6 | 4 | 240 | 0 | 999099999 | 0 | 0.06 | 1 | 88 | 0 | 0 | 0
1:30 | 1986 | 1 | 9 | 2 | -4.8 | -5.7 | 93 | 95500 | 0 | 1415 | 262 | 0 | 0 | 0 | 0 | 0 | 0 | 0 | 90 | 1.5 | 10 | 10 | 3 | 750 | 0 | 999099999 | 0 | 0.06 | 1 | 88 | 0 | 0 | 0
2:30 | 1986 | 1 | 9 | 3 | -4.8 | -5.7 | 93 | 95500 | 0 | 1415 | 262 | 0 | 0 | 0 | 0 | 0 | 0 | 0 | 90 | 1.5 | 10 | 10 | 2.5 | 300 | 0 | 999099999 | 0 | 0.06 | 1 | 88 | 0 | 0 | 0
3:30 | 1986 | 1 | 9 | 4 | -4.8 | -5.7 | 93 | 95500 | 0 | 1415 | 262 | 0 | 0 | 0 | 0 | 0 | 0 | 0 | 110 | 1.5 | 10 | 10 | 2.5 | 300 | 0 | 999099999 | 0 | 0.06 | 1 | 88 | 0 | 0 | 0
4:30 | 1986 | 1 | 9 | 5 | -4.8 | -5.7 | 93 | 95500 | 0 | 1415 | 262 | 0 | 0 | 0 | 0 | 0 | 0 | 0 | 110 | 0.5 | 10 | 10 | 2.5 | 600 | 0 | 999099999 | 0 | 0.06 | 1 | 88 | 0 | 0 | 0
5:30 | 1986 | 1 | 9 | 6 | -4.7 | -5.3 | 95 | 95600 | 0 | 1415 | 262 | 0 | 0 | 0 | 0 | 0 | 0 | 0 | 110 | 0.5 | 10 | 10 | 2.5 | 450 | 0 | 999099999 | 0 | 0.06 | 1 | 88 | 0 | 0 | 0
6:30 | 1986 | 1 | 9 | 7 | -4.4 | -5.3 | 93 | 95600 | 0 | 1415 | 264 | 0 | 0 | 0 | 0 | 0 | 0 | 0 | 60 | 1 | 10 | 10 | 2.5 | 450 | 0 | 999099999 | 0 | 0.06 | 2 | 88 | 0 | 0 | 0
7:30 | 1986 | 1 | 9 | 8 | -4.4 | -5.3 | 93 | 95600 | 0 | 1415 | 264 | 0 | 0 | 0 | 0 | 0 | 0 | 0 | 80 | 2.6 | 10 | 10 | 2.5 | 360 | 0 | 999099999 | 0 | 0.06 | 2 | 88 | 0 | 0 | 0
8:30 | 1986 | 1 | 9 | 9 | -4.4 | -5.3 | 93 | 95700 | 73 | 1415 | 264 | 6 | 0 | 6 | 800 | 0 | 800 | 250 | 100 | 1 | 10 | 10 | 2.5 | 360 | 0 | 999099999 | 0 | 0.06 | 2 | 88 | 0 | 0 | 0
9:30 | 1986 | 1 | 9 | 10 | -3.9 | -4.7 | 93 | 95800 | 246 | 1415 | 266 | 31 | 0 | 31 | 3700 | 0 | 3700 | 1240 | 80 | 1.5 | 10 | 10 | 2.8 | 450 | 0 | 999099999 | 0 | 0.06 | 2 | 88 | 0 | 0 | 0
10:30 | 1986 | 1 | 9 | 11 | -3.9 | -4.7 | 93 | 95900 | 376 | 1415 | 266 | 56 | 0 | 56 | 6600 | 0 | 6600 | 2300 | 110 | 2.1 | 10 | 10 | 2.5 | 390 | 0 | 999099999 | 0 | 0.06 | 2 | 88 | 0 | 0 | 0
11:30 | 1986 | 1 | 9 | 12 | -3.4 | -4.1 | 94 | 96000 | 453 | 1415 | 269 | 72 | 0 | 72 | 8500 | 0 | 8500 | 3020 | 110 | 1.5 | 10 | 10 | 2.2 | 360 | 0 | 999099999 | 0 | 0.06 | 2 | 88 | 0 | 0 | 0
12:30 | 1986 | 1 | 9 | 13 | -2.7 | -3.9 | 90 | 96000 | 472 | 1415 | 272 | 76 | 0 | 76 | 9000 | 0 | 9000 | 3210 | 90 | 0.5 | 10 | 10 | 2.5 | 330 | 0 | 999099999 | 0 | 0.06 | 2 | 88 | 0 | 0 | 0
13:30 | 1986 | 1 | 9 | 14 | -2.6 | -3.9 | 90 | 95900 | 432 | 1415 | 265 | 68 | 0 | 68 | 8000 | 0 | 8000 | 2820 | 30 | 0.5 | 10 | 9 | 2.8 | 450 | 0 | 999099999 | 0 | 0.06 | 2 | 88 | 0 | 0 | 0
14:30 | 1986 | 1 | 9 | 15 | -2.8 | -4.3 | 88 | 96000 | 336 | 1415 | 271 | 48 | 0 | 48 | 5700 | 0 | 5700 | 1960 | 10 | 2.1 | 10 | 10 | 3 | 420 | 0 | 999099999 | 0 | 0.06 | 2 | 88 | 0 | 0 | 0
15:30 | 1986 | 1 | 9 | 16 | -2.7 | -4.2 | 88 | 96000 | 189 | 1415 | 271 | 22 | 0 | 22 | 2500 | 0 | 2600 | 850 | 30 | 0.5 | 10 | 10 | 3 | 450 | 0 | 999099999 | 0 | 0.06 | 2 | 88 | 0 | 0 | 0
16:30 | 1986 | 1 | 9 | 17 | -2.8 | -3.9 | 91 | 96100 | 27 | 1415 | 271 | 2 | 0 | 2 | 300 | 0 | 300 | 90 | 50 | 1 | 10 | 10 | 2 | 390 | 0 | 999099999 | 0 | 0.06 | 2 | 88 | 0 | 0 | 0
17:30 | 1986 | 1 | 9 | 18 | -3.1 | -3.7 | 95 | 96200 | 0 | 1415 | 270 | 0 | 0 | 0 | 0 | 0 | 0 | 0 | 40 | 1 | 10 | 10 | 2 | 180 | 0 | 999099999 | 0 | 0.06 | 2 | 88 | 0 | 0 | 0
18:30 | 1986 | 1 | 9 | 19 | -3.3 | -4 | 94 | 96200 | 0 | 1415 | 269 | 0 | 0 | 0 | 0 | 0 | 0 | 0 | 360 | 1.5 | 10 | 10 | 2 | 210 | 0 | 999099999 | 0 | 0.06 | 6 | 88 | 0 | 0 | 0
19:30 | 1986 | 1 | 9 | 20 | -3.4 | -3.7 | 97 | 96400 | 0 | 1415 | 269 | 0 | 0 | 0 | 0 | 0 | 0 | 0 | 10 | 1 | 10 | 10 | 2.2 | 210 | 0 | 999099999 | 0 | 0.06 | 6 | 88 | 0 | 0 | 0
20:30 | 1986 | 1 | 9 | 21 | -3.4 | -4 | 95 | 96500 | 0 | 1415 | 269 | 0 | 0 | 0 | 0 | 0 | 0 | 0 | 360 | 1 | 10 | 10 | 2 | 180 | 0 | 999199999 | 0 | 0.06 | 6 | 88 | 0 | 0 | 0
21:30 | 1986 | 1 | 9 | 22 | -3.6 | -3.8 | 98 | 96500 | 0 | 1415 | 268 | 0 | 0 | 0 | 0 | 0 | 0 | 0 | 340 | 1 | 10 | 10 | 2.4 | 90 | 0 | 999099999 | 0 | 0.06 | 6 | 88 | 0 | 0 | 0
22:30 | 1986 | 1 | 9 | 23 | -3.7 | -3.9 | 98 | 96600 | 0 | 1415 | 268 | 0 | 0 | 0 | 0 | 0 | 0 | 0 | 350 | 1 | 10 | 10 | 2.5 | 210 | 0 | 999099999 | 0 | 0.06 | 6 | 88 | 0 | 0 | 0
23:30 | 1986 | 1 | 9 | 24 | -3.8 | -3.8 | 100 | 96600 | 0 | 1415 | 267 | 0 | 0 | 0 | 0 | 0 | 0 | 0 | 0 | 0 | 10 | 10 | 2.5 | 90 | 0 | 999099999 | 0 | 0.06 | 6 | 88 | 0 | 0 | 0
0:30 | 1986 | 1 | 10 | 1 | -3.7 | -3.9 | 98 | 96700 | 0 | 1415 | 268 | 0 | 0 | 0 | 0 | 0 | 0 | 0 | 330 | 1 | 10 | 10 | 2.5 | 270 | 0 | 999099999 | 0 | 0.06 | 6 | 88 | 0 | 0 | 0
1:30 | 1986 | 1 | 10 | 2 | -3.7 | -3.9 | 98 | 96700 | 0 | 1415 | 268 | 0 | 0 | 0 | 0 | 0 | 0 | 0 | 0 | 0 | 10 | 10 | 2.2 | 180 | 0 | 999099999 | 0 | 0.06 | 6 | 88 | 0 | 0 | 0
2:30 | 1986 | 1 | 10 | 3 | -3.7 | -3.9 | 98 | 96800 | 0 | 1415 | 268 | 0 | 0 | 0 | 0 | 0 | 0 | 0 | 340 | 0.5 | 10 | 10 | 2 | 120 | 0 | 999099999 | 0 | 0.06 | 6 | 88 | 0 | 0 | 0
3:30 | 1986 | 1 | 10 | 4 | -3.4 | -3.8 | 97 | 96900 | 0 | 1415 | 269 | 0 | 0 | 0 | 0 | 0 | 0 | 0 | 310 | 1.5 | 10 | 10 | 2.5 | 120 | 0 | 999099999 | 0 | 0.06 | 6 | 88 | 0 | 0 | 0
4:30 | 1986 | 1 | 10 | 5 | -3.6 | -4.1 | 96 | 96900 | 0 | 1415 | 268 | 0 | 0 | 0 | 0 | 0 | 0 | 0 | 320 | 1 | 10 | 10 | 2.5 | 120 | 9 | 999999999 | 0 | 0.06 | 6 | 88 | 0 | 0 | 0
5:30 | 1986 | 1 | 10 | 6 | -3.6 | -3.8 | 98 | 96900 | 0 | 1415 | 268 | 0 | 0 | 0 | 0 | 0 | 0 | 0 | 310 | 0.5 | 10 | 10 | 2.5 | 150 | 0 | 999999099 | 0 | 0.06 | 6 | 88 | 0 | 0 | 0
6:30 | 1986 | 1 | 10 | 7 | -3.6 | -3.8 | 98 | 96900 | 0 | 1415 | 268 | 0 | 0 | 0 | 0 | 0 | 0 | 0 | 0 | 0 | 10 | 10 | 2.5 | 150 | 0 | 999999099 | 0 | 0.06 | 7 | 88 | 0 | 0 | 0
7:30 | 1986 | 1 | 10 | 8 | -3.1 | -4.4 | 90 | 97000 | 0 | 1415 | 270 | 0 | 0 | 0 | 0 | 0 | 0 | 0 | 0 | 0 | 10 | 10 | 2.3 | 240 | 0 | 999999099 | 0 | 0.06 | 7 | 88 | 0 | 0 | 0
8:30 | 1986 | 1 | 10 | 9 | -3.3 | -4.6 | 90 | 97000 | 75 | 1415 | 269 | 7 | 0 | 7 | 800 | 0 | 800 | 260 | 0 | 0 | 10 | 10 | 2.8 | 300 | 0 | 999999099 | 0 | 0.06 | 7 | 88 | 0 | 0 | 0
9:30 | 1986 | 1 | 10 | 10 | -2.3 | -4.3 | 84 | 97000 | 247 | 1415 | 273 | 32 | 0 | 32 | 3700 | 0 | 3700 | 1250 | 300 | 2.1 | 10 | 10 | 4 | 330 | 0 | 999999099 | 0 | 0.06 | 7 | 88 | 0 | 0 | 0
10:30 | 1986 | 1 | 10 | 11 | -2 | -4.1 | 84 | 97000 | 378 | 1415 | 274 | 57 | 0 | 57 | 6700 | 0 | 6700 | 2320 | 0 | 0 | 10 | 10 | 4.3 | 330 | 0 | 999999099 | 0 | 0.06 | 7 | 88 | 0 | 0 | 0
11:30 | 1986 | 1 | 10 | 12 | -2.1 | -3.7 | 87 | 97000 | 456 | 1415 | 274 | 73 | 0 | 73 | 8500 | 0 | 8600 | 3050 | 190 | 1.5 | 10 | 10 | 4 | 270 | 0 | 999999099 | 0 | 0.06 | 7 | 88 | 0 | 0 | 0
12:30 | 1986 | 1 | 10 | 13 | -1.7 | -3 | 90 | 96900 | 476 | 1415 | 277 | 77 | 0 | 77 | 9000 | 0 | 9000 | 3240 | 190 | 2.6 | 10 | 10 | 3.5 | 240 | 0 | 999999099 | 0 | 0.06 | 7 | 88 | 0 | 0 | 0
13:30 | 1986 | 1 | 10 | 14 | -1.2 | -2.5 | 90 | 96800 | 436 | 1415 | 279 | 69 | 0 | 69 | 8000 | 0 | 8100 | 2850 | 160 | 1.5 | 10 | 10 | 3.3 | 240 | 0 | 999999099 | 0 | 0.06 | 7 | 88 | 0 | 0 | 0
14:30 | 1986 | 1 | 10 | 15 | -0.8 | -2.2 | 89 | 96800 | 340 | 1415 | 281 | 49 | 0 | 49 | 5700 | 0 | 5700 | 1980 | 160 | 2.6 | 10 | 10 | 3.5 | 600 | 0 | 999999099 | 0 | 0.06 | 7 | 88 | 0 | 0 | 0
15:30 | 1986 | 1 | 10 | 16 | -0.6 | -2 | 89 | 96700 | 193 | 1415 | 282 | 22 | 0 | 22 | 2600 | 0 | 2600 | 870 | 170 | 2.1 | 10 | 10 | 3.3 | 570 | 0 | 999999099 | 0 | 0.06 | 7 | 88 | 0 | 0 | 0
16:30 | 1986 | 1 | 10 | 17 | -0.9 | -1.6 | 94 | 96700 | 29 | 1415 | 281 | 3 | 0 | 3 | 300 | 0 | 300 | 100 | 150 | 2.6 | 10 | 10 | 3 | 420 | 0 | 999999099 | 0 | 0.06 | 7 | 88 | 0 | 0 | 0
17:30 | 1986 | 1 | 10 | 18 | -0.8 | -1.4 | 95 | 96600 | 0 | 1415 | 282 | 0 | 0 | 0 | 0 | 0 | 0 | 0 | 180 | 2.1 | 10 | 10 | 3.2 | 480 | 0 | 999999099 | 0 | 0.06 | 7 | 88 | 0 | 0 | 0
18:30 | 1986 | 1 | 10 | 19 | -0.7 | -1.6 | 93 | 96600 | 0 | 1415 | 282 | 0 | 0 | 0 | 0 | 0 | 0 | 0 | 180 | 2.1 | 10 | 10 | 3.2 | 1200 | 0 | 999999099 | 0 | 0.06 | 7 | 88 | 0 | 0 | 0
19:30 | 1986 | 1 | 10 | 20 | -1 | -1.9 | 93 | 96600 | 0 | 1415 | 260 | 0 | 0 | 0 | 0 | 0 | 0 | 0 | 180 | 2.1 | 10 | 6 | 4 | 1500 | 0 | 999999099 | 0 | 0.06 | 7 | 88 | 0 | 0 | 0
20:30 | 1986 | 1 | 10 | 21 | -0.9 | -1.8 | 93 | 96500 | 0 | 1415 | 256 | 0 | 0 | 0 | 0 | 0 | 0 | 0 | 160 | 1.5 | 10 | 4 | 5 | 2700 | 0 | 999999099 | 0 | 0.06 | 7 | 88 | 0 | 0 | 0
21:30 | 1986 | 1 | 10 | 22 | 0.2 | -2.1 | 83 | 96400 | 0 | 1415 | 267 | 0 | 0 | 0 | 0 | 0 | 0 | 0 | 220 | 2.1 | 10 | 7 | 8 | 1200 | 0 | 909999999 | 0 | 0.06 | 7 | 88 | 0 | 0 | 0
22:30 | 1986 | 1 | 10 | 23 | -0.2 | -0.7 | 96 | 96200 | 0 | 1415 | 267 | 0 | 0 | 0 | 0 | 0 | 0 | 0 | 180 | 3.6 | 10 | 7 | 8 | 1050 | 0 | 969999999 | 0 | 0.06 | 7 | 88 | 0 | 0 | 0
23:30 | 1986 | 1 | 10 | 24 | 0.7 | 0.2 | 96 | 96100 | 0 | 1415 | 272 | 0 | 0 | 0 | 0 | 0 | 0 | 0 | 180 | 4.1 | 10 | 7 | 8 | 990 | 0 | 909999999 | 0 | 0.06 | 7 | 88 | 0 | 0 | 0
0:30 | 1986 | 1 | 11 | 1 | 1.1 | 0.6 | 96 | 96000 | 0 | 1414 | 274 | 0 | 0 | 0 | 0 | 0 | 0 | 0 | 180 | 4.6 | 10 | 7 | 12 | 900 | 0 | 909999999 | 0 | 0.059 | 7 | 88 | 0 | 0 | 0
1:30 | 1986 | 1 | 11 | 2 | 1.7 | 1.5 | 99 | 95900 | 0 | 1414 | 274 | 0 | 0 | 0 | 0 | 0 | 0 | 0 | 230 | 6.2 | 10 | 6 | 5 | 300 | 0 | 929999999 | 0 | 0.059 | 7 | 88 | 0 | 0 | 0
2:30 | 1986 | 1 | 11 | 3 | 3.3 | 3.1 | 99 | 95900 | 0 | 1414 | 282 | 0 | 0 | 0 | 0 | 0 | 0 | 0 | 240 | 8.2 | 10 | 6 | 7 | 300 | 0 | 909999999 | 0 | 0.059 | 7 | 88 | 0 | 0 | 0
3:30 | 1986 | 1 | 11 | 4 | 4.2 | 3.3 | 94 | 95800 | 0 | 1414 | 283 | 0 | 0 | 0 | 0 | 0 | 0 | 0 | 240 | 8.7 | 10 | 5 | 12 | 840 | 0 | 909999999 | 0 | 0.059 | 7 | 88 | 0 | 0 | 0
4:30 | 1986 | 1 | 11 | 5 | 4.5 | 3.6 | 94 | 95700 | 0 | 1414 | 287 | 0 | 0 | 0 | 0 | 0 | 0 | 0 | 250 | 8.2 | 10 | 6 | 15 | 300 | 0 | 909999999 | 0 | 0.059 | 7 | 88 | 0 | 0 | 0
5:30 | 1986 | 1 | 11 | 6 | 4.7 | 3.8 | 94 | 95700 | 0 | 1414 | 288 | 0 | 0 | 0 | 0 | 0 | 0 | 0 | 250 | 8.2 | 10 | 6 | 15 | 360 | 0 | 909999999 | 0 | 0.059 | 7 | 88 | 0 | 0 | 0
6:30 | 1986 | 1 | 11 | 7 | 4.6 | 3.7 | 94 | 95700 | 0 | 1414 | 285 | 0 | 0 | 0 | 0 | 0 | 0 | 0 | 260 | 6.2 | 10 | 5 | 12 | 720 | 0 | 909999999 | 0 | 0.059 | 7 | 88 | 0 | 0 | 0
7:30 | 1986 | 1 | 11 | 8 | 4.4 | 3.5 | 94 | 95700 | 0 | 1414 | 287 | 0 | 0 | 0 | 0 | 0 | 0 | 0 | 270 | 4.1 | 10 | 6 | 9 | 300 | 0 | 909999999 | 0 | 0.059 | 7 | 88 | 0 | 0 | 0
8:30 | 1986 | 1 | 11 | 9 | 4.2 | 3.4 | 95 | 95700 | 76 | 1414 | 286 | 7 | 0 | 7 | 800 | 0 | 800 | 260 | 280 | 4.1 | 10 | 6 | 6 | 300 | 0 | 909999999 | 0 | 0.059 | 7 | 88 | 0 | 0 | 0
9:30 | 1986 | 1 | 11 | 10 | 4.1 | 3.2 | 94 | 95700 | 250 | 1414 | 285 | 32 | 0 | 32 | 3700 | 0 | 3700 | 1260 | 270 | 4.1 | 10 | 6 | 7 | 300 | 0 | 909999999 | 0 | 0.059 | 7 | 88 | 0 | 0 | 0
10:30 | 1986 | 1 | 11 | 11 | 4.4 | 3.5 | 94 | 95700 | 381 | 1414 | 287 | 57 | 0 | 57 | 6600 | 0 | 6600 | 2320 | 260 | 5.7 | 10 | 6 | 7 | 360 | 0 | 909999999 | 0 | 0.059 | 7 | 88 | 0 | 0 | 0
11:30 | 1986 | 1 | 11 | 12 | 3.9 | 3.1 | 95 | 95700 | 459 | 1414 | 284 | 73 | 0 | 73 | 8500 | 0 | 8500 | 3050 | 280 | 4.1 | 10 | 6 | 9 | 360 | 0 | 909999999 | 0 | 0.059 | 7 | 88 | 0 | 0 | 0
12:30 | 1986 | 1 | 11 | 13 | 3.7 | 3 | 95 | 95600 | 479 | 1414 | 283 | 77 | 0 | 77 | 9000 | 0 | 9000 | 3250 | 260 | 3.1 | 10 | 6 | 9 | 360 | 0 | 909999999 | 0 | 0.059 | 7 | 88 | 0 | 0 | 0
13:30 | 1986 | 1 | 11 | 14 | 3.5 | 2.9 | 96 | 95600 | 440 | 1414 | 296 | 69 | 0 | 69 | 8100 | 0 | 8100 | 2870 | 230 | 5.1 | 10 | 9 | 9 | 390 | 0 | 919999999 | 0 | 0.059 | 7 | 88 | 0 | 0 | 0
14:30 | 1986 | 1 | 11 | 15 | 2.1 | 1.9 | 99 | 95400 | 344 | 1414 | 298 | 49 | 0 | 49 | 5800 | 0 | 5800 | 2010 | 210 | 3.6 | 10 | 10 | 12 | 360 | 0 | 909999999 | 0 | 0.059 | 7 | 88 | 0 | 0 | 0
15:30 | 1986 | 1 | 11 | 16 | 1.8 | 1.6 | 99 | 95400 | 198 | 1414 | 277 | 23 | 0 | 23 | 2700 | 0 | 2700 | 890 | 240 | 3.6 | 10 | 7 | 9 | 240 | 0 | 919999999 | 0 | 0.059 | 7 | 88 | 0 | 0 | 0
16:30 | 1986 | 1 | 11 | 17 | 1.5 | 1.1 | 97 | 95200 | 31 | 1414 | 286 | 3 | 0 | 3 | 300 | 0 | 300 | 100 | 240 | 4.1 | 10 | 9 | 9 | 240 | 0 | 919999999 | 0 | 0.059 | 7 | 88 | 0 | 0 | 0
17:30 | 1986 | 1 | 11 | 18 | 0.8 | 0.5 | 98 | 95200 | 0 | 1414 | 291 | 0 | 0 | 0 | 0 | 0 | 0 | 0 | 250 | 3.6 | 10 | 10 | 4 | 150 | 0 | 999299999 | 0 | 0.059 | 7 | 88 | 0 | 0 | 0
18:30 | 1986 | 1 | 11 | 19 | 0.7 | 0.2 | 96 | 95300 | 0 | 1414 | 290 | 0 | 0 | 0 | 0 | 0 | 0 | 0 | 250 | 4.1 | 10 | 10 | 3.8 | 150 | 0 | 999199999 | 0 | 0.059 | 7 | 88 | 0 | 0 | 0
19:30 | 1986 | 1 | 11 | 20 | 0.9 | 0.2 | 95 | 95400 | 0 | 1414 | 272 | 0 | 0 | 0 | 0 | 0 | 0 | 0 | 260 | 4.6 | 10 | 7 | 6 | 180 | 0 | 999099999 | 0 | 0.059 | 7 | 88 | 0 | 0 | 0
20:30 | 1986 | 1 | 11 | 21 | 1 | 0.5 | 96 | 95500 | 0 | 1414 | 273 | 0 | 0 | 0 | 0 | 0 | 0 | 0 | 270 | 6.7 | 10 | 7 | 10 | 210 | 0 | 999099999 | 0 | 0.059 | 7 | 88 | 0 | 0 | 0
21:30 | 1986 | 1 | 11 | 22 | 2.2 | 0 | 85 | 95600 | 0 | 1414 | 296 | 0 | 0 | 0 | 0 | 0 | 0 | 0 | 280 | 6.2 | 10 | 10 | 25 | 900 | 9 | 999999999 | 0 | 0.059 | 7 | 88 | 0 | 0 | 0
22:30 | 1986 | 1 | 11 | 23 | 2.4 | 0 | 84 | 95600 | 0 | 1414 | 289 | 0 | 0 | 0 | 0 | 0 | 0 | 0 | 270 | 6.2 | 9 | 9 | 25 | 1050 | 9 | 999999999 | 0 | 0.059 | 7 | 88 | 0 | 0 | 0
23:30 | 1986 | 1 | 11 | 24 | 2.3 | -0.1 | 84 | 95600 | 0 | 1414 | 288 | 0 | 0 | 0 | 0 | 0 | 0 | 0 | 260 | 6.2 | 9 | 9 | 25 | 1350 | 9 | 999999999 | 0 | 0.059 | 7 | 88 | 0 | 0 | 0
0:30 | 1986 | 1 | 12 | 1 | 1.8 | -0.2 | 86 | 95500 | 0 | 1414 | 286 | 0 | 0 | 0 | 0 | 0 | 0 | 0 | 240 | 6.2 | 9 | 9 | 25 | 1500 | 9 | 999999999 | 0 | 0.059 | 7 | 88 | 0 | 0 | 0
1:30 | 1986 | 1 | 12 | 2 | 1.1 | -0.2 | 91 | 95500 | 0 | 1414 | 252 | 0 | 0 | 0 | 0 | 0 | 0 | 0 | 230 | 5.1 | 5 | 0 | 40 | 22000 | 9 | 999999999 | 0 | 0.059 | 7 | 88 | 0 | 0 | 0
2:30 | 1986 | 1 | 12 | 3 | 0.7 | -0.5 | 91 | 95500 | 0 | 1414 | 255 | 0 | 0 | 0 | 0 | 0 | 0 | 0 | 220 | 5.1 | 4 | 1 | 40 | 22000 | 9 | 999999999 | 0 | 0.059 | 7 | 88 | 0 | 0 | 0
3:30 | 1986 | 1 | 12 | 4 | 1 | -0.1 | 92 | 95300 | 0 | 1414 | 272 | 0 | 0 | 0 | 0 | 0 | 0 | 0 | 210 | 6.2 | 7 | 7 | 40 | 2100 | 9 | 999999999 | 0 | 0.059 | 7 | 88 | 0 | 0 | 0
4:30 | 1986 | 1 | 12 | 5 | 0.6 | 0.2 | 97 | 95300 | 0 | 1414 | 289 | 0 | 0 | 0 | 0 | 0 | 0 | 0 | 210 | 3.6 | 10 | 10 | 12 | 510 | 0 | 999099999 | 0 | 0.059 | 7 | 88 | 0 | 0 | 0
5:30 | 1986 | 1 | 12 | 6 | 0.9 | 0.2 | 95 | 95200 | 0 | 1414 | 291 | 0 | 0 | 0 | 0 | 0 | 0 | 0 | 230 | 6.7 | 10 | 10 | 12 | 540 | 0 | 999099999 | 0 | 0.059 | 7 | 88 | 0 | 0 | 0
6:30 | 1986 | 1 | 12 | 7 | 0.6 | 0.1 | 96 | 95300 | 0 | 1414 | 281 | 0 | 0 | 0 | 0 | 0 | 0 | 0 | 260 | 3.1 | 9 | 9 | 10 | 750 | 0 | 999099999 | 0 | 0.059 | 1 | 88 | 0 | 0 | 0
7:30 | 1986 | 1 | 12 | 8 | 1.5 | 0 | 90 | 95300 | 0 | 1414 | 285 | 0 | 0 | 0 | 0 | 0 | 0 | 0 | 270 | 5.7 | 9 | 9 | 20 | 1500 | 9 | 999999999 | 0 | 0.059 | 1 | 88 | 0 | 0 | 0
8:30 | 1986 | 1 | 12 | 9 | 1.4 | -0.3 | 88 | 95300 | 78 | 1414 | 271 | 18 | 0 | 18 | 2000 | 0 | 2000 | 610 | 270 | 5.1 | 7 | 6 | 20 | 1800 | 9 | 999999999 | 0 | 0.059 | 1 | 88 | 0 | 0 | 0
9:30 | 1986 | 1 | 12 | 10 | 1.7 | -0.8 | 83 | 95400 | 252 | 1414 | 271 | 85 | 113 | 64 | 9300 | 7900 | 7700 | 1370 | 260 | 6.7 | 7 | 6 | 20 | 1800 | 9 | 999999999 | 0 | 0.059 | 1 | 88 | 0 | 0 | 0
10:30 | 1986 | 1 | 12 | 11 | 1.4 | -0.3 | 88 | 95500 | 383 | 1414 | 284 | 110 | 10 | 107 | 12200 | 500 | 12000 | 3790 | 270 | 4.6 | 9 | 9 | 6 | 750 | 0 | 999909999 | 0 | 0.059 | 1 | 88 | 0 | 0 | 0
11:30 | 1986 | 1 | 12 | 12 | 1.8 | -0.4 | 85 | 95500 | 462 | 1414 | 263 | 194 | 116 | 156 | 21000 | 10300 | 18000 | 3520 | 270 | 5.1 | 7 | 2 | 20 | 6600 | 9 | 999999999 | 0 | 0.059 | 1 | 88 | 0 | 0 | 0
12:30 | 1986 | 1 | 12 | 13 | 2.2 | -0.6 | 81 | 95500 | 483 | 1414 | 264 | 205 | 146 | 155 | 22400 | 13200 | 18000 | 3530 | 270 | 6.2 | 7 | 2 | 20 | 6600 | 9 | 999999999 | 0 | 0.059 | 1 | 88 | 0 | 0 | 0
13:30 | 1986 | 1 | 12 | 14 | 2.1 | -1.1 | 79 | 95500 | 444 | 1414 | 286 | 134 | 14 | 129 | 14900 | 900 | 14500 | 4630 | 270 | 6.2 | 9 | 9 | 20 | 600 | 9 | 999999999 | 0 | 0.059 | 1 | 88 | 0 | 0 | 0
14:30 | 1986 | 1 | 12 | 15 | 2 | -0.9 | 80 | 95500 | 348 | 1414 | 276 | 132 | 91 | 110 | 14400 | 7400 | 12800 | 2400 | 250 | 6.2 | 7 | 7 | 25 | 1500 | 9 | 999999999 | 0 | 0.059 | 1 | 88 | 0 | 0 | 0
15:30 | 1986 | 1 | 12 | 16 | 1.8 | -1.1 | 80 | 95600 | 202 | 1414 | 275 | 62 | 32 | 57 | 6800 | 2300 | 6500 | 1370 | 250 | 8.2 | 7 | 7 | 20 | 1050 | 9 | 999999999 | 0 | 0.059 | 1 | 88 | 0 | 0 | 0
16:30 | 1986 | 1 | 12 | 17 | 1.4 | -1.1 | 83 | 95600 | 34 | 1414 | 273 | 8 | 0 | 8 | 900 | 0 | 900 | 260 | 250 | 7.2 | 7 | 7 | 25 | 1800 | 9 | 999999999 | 0 | 0.059 | 1 | 88 | 0 | 0 | 0
17:30 | 1986 | 1 | 12 | 18 | 1.3 | -0.8 | 85 | 95700 | 0 | 1414 | 283 | 0 | 0 | 0 | 0 | 0 | 0 | 0 | 250 | 7.7 | 9 | 9 | 25 | 1500 | 0 | 999909999 | 0 | 0.059 | 1 | 88 | 0 | 0 | 0
18:30 | 1986 | 1 | 12 | 19 | 1.8 | -1.6 | 77 | 95700 | 0 | 1414 | 285 | 0 | 0 | 0 | 0 | 0 | 0 | 0 | 250 | 8.2 | 9 | 9 | 25 | 750 | 9 | 999999999 | 0 | 0.059 | 1 | 88 | 0 | 0 | 0
19:30 | 1986 | 1 | 12 | 20 | 0.9 | -0.2 | 92 | 95800 | 0 | 1414 | 290 | 0 | 0 | 0 | 0 | 0 | 0 | 0 | 250 | 6.2 | 10 | 10 | 12 | 1500 | 9 | 999999999 | 0 | 0.059 | 1 | 88 | 0 | 0 | 0
20:30 | 1986 | 1 | 12 | 21 | 1.2 | -1.3 | 82 | 95800 | 0 | 1414 | 267 | 0 | 0 | 0 | 0 | 0 | 0 | 0 | 250 | 8.2 | 5 | 5 | 25 | 22000 | 9 | 999999999 | 0 | 0.059 | 1 | 88 | 0 | 0 | 0
21:30 | 1986 | 1 | 12 | 22 | 1.2 | -1.9 | 78 | 95800 | 0 | 1414 | 266 | 0 | 0 | 0 | 0 | 0 | 0 | 0 | 250 | 7.7 | 5 | 5 | 25 | 22000 | 9 | 999999999 | 0 | 0.059 | 1 | 88 | 0 | 0 | 0
22:30 | 1986 | 1 | 12 | 23 | 0.9 | -1.7 | 81 | 95800 | 0 | 1414 | 265 | 0 | 0 | 0 | 0 | 0 | 0 | 0 | 260 | 8.2 | 5 | 5 | 25 | 22000 | 9 | 999999999 | 0 | 0.059 | 1 | 88 | 0 | 0 | 0
23:30 | 1986 | 1 | 12 | 24 | 0.7 | -1.8 | 82 | 95800 | 0 | 1414 | 262 | 0 | 0 | 0 | 0 | 0 | 0 | 0 | 250 | 8.2 | 7 | 4 | 25 | 2700 | 9 | 999999999 | 0 | 0.059 | 1 | 88 | 0 | 0 | 0
0:30 | 1986 | 1 | 13 | 1 | 1.1 | -2.3 | 76 | 95800 | 0 | 1414 | 268 | 0 | 0 | 0 | 0 | 0 | 0 | 0 | 250 | 7.7 | 9 | 6 | 25 | 1500 | 9 | 999999999 | 0 | 0.058 | 1 | 88 | 0 | 0 | 0
1:30 | 1986 | 1 | 13 | 2 | 0.8 | -1.7 | 82 | 95800 | 0 | 1414 | 280 | 0 | 0 | 0 | 0 | 0 | 0 | 0 | 250 | 9.8 | 9 | 9 | 20 | 1350 | 9 | 999999999 | 0 | 0.058 | 1 | 88 | 0 | 0 | 0
2:30 | 1986 | 1 | 13 | 3 | 0.8 | -1.6 | 83 | 95800 | 0 | 1414 | 280 | 0 | 0 | 0 | 0 | 0 | 0 | 0 | 250 | 8.7 | 9 | 9 | 20 | 1200 | 9 | 999999999 | 0 | 0.058 | 1 | 88 | 0 | 0 | 0
3:30 | 1986 | 1 | 13 | 4 | 0.9 | -1.7 | 81 | 95800 | 0 | 1414 | 281 | 0 | 0 | 0 | 0 | 0 | 0 | 0 | 250 | 7.2 | 9 | 9 | 20 | 1200 | 9 | 999999999 | 0 | 0.058 | 1 | 88 | 0 | 0 | 0
4:30 | 1986 | 1 | 13 | 5 | 1.1 | -1.7 | 80 | 95800 | 0 | 1414 | 268 | 0 | 0 | 0 | 0 | 0 | 0 | 0 | 250 | 7.2 | 9 | 6 | 20 | 1200 | 9 | 999999999 | 0 | 0.058 | 1 | 88 | 0 | 0 | 0
5:30 | 1986 | 1 | 13 | 6 | 1.2 | -1.4 | 82 | 95800 | 0 | 1414 | 269 | 0 | 0 | 0 | 0 | 0 | 0 | 0 | 250 | 7.7 | 9 | 6 | 20 | 1200 | 9 | 999999999 | 0 | 0.058 | 1 | 88 | 0 | 0 | 0
6:30 | 1986 | 1 | 13 | 7 | 1.7 | -1.5 | 78 | 95700 | 0 | 1414 | 271 | 0 | 0 | 0 | 0 | 0 | 0 | 0 | 250 | 9.3 | 9 | 6 | 20 | 1200 | 9 | 999999999 | 0 | 0.058 | 1 | 88 | 0 | 0 | 0
7:30 | 1986 | 1 | 13 | 8 | 1.9 | -1.2 | 79 | 95600 | 0 | 1414 | 272 | 0 | 0 | 0 | 0 | 0 | 0 | 0 | 250 | 8.2 | 10 | 6 | 20 | 1200 | 9 | 999999999 | 0 | 0.058 | 1 | 88 | 0 | 0 | 0
8:30 | 1986 | 1 | 13 | 9 | 1.2 | 0 | 92 | 95600 | 80 | 1414 | 292 | 7 | 0 | 7 | 900 | 0 | 900 | 280 | 250 | 8.7 | 10 | 10 | 4.5 | 450 | 0 | 999099999 | 0 | 0.058 | 1 | 88 | 0 | 0 | 0
9:30 | 1986 | 1 | 13 | 10 | 0.6 | 0.1 | 96 | 95500 | 254 | 1414 | 289 | 33 | 0 | 33 | 3900 | 0 | 3900 | 1300 | 240 | 8.2 | 10 | 10 | 2.5 | 300 | 0 | 999199999 | 0 | 0.058 | 1 | 88 | 0 | 0 | 0
10:30 | 1986 | 1 | 13 | 11 | 0.6 | 0.6 | 100 | 95400 | 386 | 1414 | 290 | 58 | 0 | 58 | 6800 | 0 | 6800 | 2390 | 230 | 7.7 | 10 | 10 | 2.2 | 210 | 0 | 999199999 | 0 | 0.058 | 1 | 88 | 0 | 0 | 0
11:30 | 1986 | 1 | 13 | 12 | 0.8 | 0.6 | 99 | 95300 | 465 | 1414 | 291 | 75 | 0 | 75 | 8700 | 0 | 8800 | 3130 | 240 | 8.2 | 10 | 10 | 5 | 330 | 0 | 999099999 | 0 | 0.058 | 1 | 88 | 0 | 0 | 0
12:30 | 1986 | 1 | 13 | 13 | 1.7 | 0.7 | 93 | 95200 | 486 | 1414 | 295 | 79 | 0 | 79 | 9300 | 0 | 9300 | 3330 | 250 | 11.8 | 10 | 10 | 13 | 480 | 0 | 999099999 | 0 | 0.058 | 1 | 88 | 0 | 0 | 0
13:30 | 1986 | 1 | 13 | 14 | 2.3 | 0.9 | 90 | 95200 | 448 | 1414 | 297 | 71 | 0 | 71 | 8300 | 0 | 8300 | 2960 | 250 | 13.9 | 10 | 10 | 12 | 450 | 0 | 909999999 | 0 | 0.058 | 1 | 88 | 0 | 0 | 0
14:30 | 1986 | 1 | 13 | 15 | 2.8 | 1.2 | 89 | 95200 | 352 | 1414 | 300 | 51 | 0 | 51 | 6000 | 0 | 6000 | 2090 | 250 | 13.4 | 10 | 10 | 15 | 450 | 0 | 909999999 | 0 | 0.058 | 1 | 88 | 0 | 0 | 0
15:30 | 1986 | 1 | 13 | 16 | 3.3 | 1.7 | 89 | 95200 | 206 | 1414 | 303 | 24 | 0 | 24 | 2900 | 0 | 2900 | 960 | 260 | 11.3 | 10 | 10 | 15 | 450 | 9 | 999999999 | 0 | 0.058 | 1 | 88 | 0 | 0 | 0
16:30 | 1986 | 1 | 13 | 17 | 3.4 | 1.5 | 87 | 95300 | 36 | 1414 | 303 | 3 | 0 | 3 | 400 | 0 | 400 | 120 | 260 | 10.3 | 10 | 10 | 12 | 450 | 0 | 909999999 | 0 | 0.058 | 1 | 88 | 0 | 0 | 0
17:30 | 1986 | 1 | 13 | 18 | 2.7 | 1.5 | 92 | 95400 | 0 | 1414 | 300 | 0 | 0 | 0 | 0 | 0 | 0 | 0 | 260 | 11.8 | 10 | 10 | 9 | 300 | 0 | 919999999 | 0 | 0.058 | 1 | 88 | 0 | 0 | 0
18:30 | 1986 | 1 | 13 | 19 | 2.8 | 1.6 | 92 | 95400 | 0 | 1414 | 300 | 0 | 0 | 0 | 0 | 0 | 0 | 0 | 250 | 11.3 | 10 | 10 | 12 | 300 | 0 | 909999999 | 0 | 0.058 | 1 | 88 | 0 | 0 | 0
19:30 | 1986 | 1 | 13 | 20 | 2.9 | 1.9 | 93 | 95400 | 0 | 1414 | 282 | 0 | 0 | 0 | 0 | 0 | 0 | 0 | 250 | 11.3 | 10 | 7 | 15 | 450 | 0 | 909999999 | 0 | 0.058 | 1 | 88 | 0 | 0 | 0
20:30 | 1986 | 1 | 13 | 21 | 3.6 | 2.3 | 91 | 95400 | 0 | 1414 | 285 | 0 | 0 | 0 | 0 | 0 | 0 | 0 | 250 | 12.3 | 10 | 7 | 15 | 450 | 0 | 909999999 | 0 | 0.058 | 1 | 88 | 0 | 0 | 0
21:30 | 1986 | 1 | 13 | 22 | 4.3 | 3.2 | 93 | 95400 | 0 | 1414 | 289 | 0 | 0 | 0 | 0 | 0 | 0 | 0 | 250 | 13.4 | 10 | 7 | 15 | 420 | 0 | 909999999 | 0 | 0.058 | 1 | 88 | 0 | 0 | 0
22:30 | 1986 | 1 | 13 | 23 | 4.1 | 2.6 | 90 | 95400 | 0 | 1414 | 288 | 0 | 0 | 0 | 0 | 0 | 0 | 0 | 250 | 15.4 | 10 | 7 | 15 | 480 | 0 | 909999999 | 0 | 0.058 | 1 | 88 | 0 | 0 | 0
23:30 | 1986 | 1 | 13 | 24 | 4.7 | 2.6 | 86 | 95400 | 0 | 1414 | 310 | 0 | 0 | 0 | 0 | 0 | 0 | 0 | 250 | 12.9 | 10 | 10 | 15 | 600 | 9 | 999999999 | 0 | 0.058 | 1 | 88 | 0 | 0 | 0
0:30 | 1986 | 1 | 14 | 1 | 4.9 | 2.4 | 84 | 95300 | 0 | 1414 | 302 | 0 | 0 | 0 | 0 | 0 | 0 | 0 | 250 | 10.8 | 9 | 9 | 15 | 600 | 9 | 999999999 | 0 | 0.058 | 1 | 88 | 0 | 0 | 0
1:30 | 1986 | 1 | 14 | 2 | 5.3 | 2.1 | 80 | 95300 | 0 | 1414 | 289 | 0 | 0 | 0 | 0 | 0 | 0 | 0 | 250 | 10.3 | 10 | 6 | 50 | 780 | 9 | 999999999 | 0 | 0.058 | 1 | 88 | 0 | 0 | 0
2:30 | 1986 | 1 | 14 | 3 | 5 | 2.9 | 86 | 95200 | 0 | 1414 | 292 | 0 | 0 | 0 | 0 | 0 | 0 | 0 | 250 | 13.4 | 10 | 7 | 20 | 750 | 0 | 909999999 | 0 | 0.058 | 1 | 88 | 0 | 0 | 0
3:30 | 1986 | 1 | 14 | 4 | 4.7 | 2.7 | 87 | 95200 | 0 | 1414 | 287 | 0 | 0 | 0 | 0 | 0 | 0 | 0 | 240 | 11.8 | 10 | 6 | 25 | 780 | 0 | 909999999 | 0 | 0.058 | 1 | 88 | 0 | 0 | 0
4:30 | 1986 | 1 | 14 | 5 | 4.7 | 3 | 89 | 95100 | 0 | 1414 | 287 | 0 | 0 | 0 | 0 | 0 | 0 | 0 | 250 | 13.4 | 10 | 6 | 40 | 720 | 0 | 909999999 | 0 | 0.058 | 1 | 88 | 0 | 0 | 0
5:30 | 1986 | 1 | 14 | 6 | 5.2 | 2 | 80 | 95000 | 0 | 1414 | 311 | 0 | 0 | 0 | 0 | 0 | 0 | 0 | 250 | 12.9 | 10 | 10 | 40 | 1320 | 0 | 909999999 | 0 | 0.058 | 1 | 88 | 0 | 0 | 0
6:30 | 1986 | 1 | 14 | 7 | 5.5 | 2.5 | 81 | 94900 | 0 | 1414 | 305 | 0 | 0 | 0 | 0 | 0 | 0 | 0 | 250 | 14.4 | 9 | 9 | 50 | 1380 | 0 | 909999999 | 0 | 0.058 | 1 | 88 | 0 | 0 | 0
7:30 | 1986 | 1 | 14 | 8 | 5.8 | 2.8 | 81 | 94900 | 0 | 1414 | 306 | 0 | 0 | 0 | 0 | 0 | 0 | 0 | 250 | 13.4 | 9 | 9 | 50 | 900 | 9 | 999999999 | 0 | 0.058 | 1 | 88 | 0 | 0 | 0
8:30 | 1986 | 1 | 14 | 9 | 6.3 | 2.6 | 77 | 94800 | 82 | 1414 | 308 | 14 | 0 | 14 | 1600 | 0 | 1600 | 500 | 250 | 13.9 | 9 | 9 | 50 | 1200 | 9 | 999999999 | 0 | 0.058 | 1 | 88 | 0 | 0 | 0
9:30 | 1986 | 1 | 14 | 10 | 6.4 | 2.6 | 77 | 94800 | 257 | 1414 | 297 | 87 | 82 | 72 | 9500 | 5700 | 8500 | 1530 | 240 | 13.4 | 7 | 7 | 50 | 1200 | 9 | 999999999 | 0 | 0.058 | 1 | 88 | 0 | 0 | 0
10:30 | 1986 | 1 | 14 | 11 | 7.3 | 3 | 74 | 94700 | 389 | 1414 | 302 | 153 | 148 | 112 | 16800 | 12300 | 13300 | 2490 | 240 | 13.9 | 7 | 7 | 50 | 900 | 9 | 999999999 | 0 | 0.058 | 1 | 88 | 0 | 0 | 0
11:30 | 1986 | 1 | 14 | 12 | 8.3 | 3.2 | 70 | 94500 | 469 | 1414 | 300 | 265 | 389 | 135 | 27600 | 33600 | 17700 | 2610 | 240 | 14.4 | 5 | 5 | 50 | 22000 | 9 | 999999999 | 0 | 0.058 | 1 | 88 | 0 | 0 | 0
12:30 | 1986 | 1 | 14 | 13 | 8.9 | 3.2 | 67 | 94400 | 490 | 1414 | 309 | 208 | 175 | 147 | 22800 | 15700 | 17300 | 3360 | 250 | 14.4 | 7 | 7 | 50 | 900 | 9 | 999999999 | 0 | 0.058 | 1 | 88 | 0 | 0 | 0
13:30 | 1986 | 1 | 14 | 14 | 9.3 | 1.6 | 59 | 94200 | 452 | 1414 | 309 | 137 | 20 | 130 | 15300 | 1200 | 14600 | 4710 | 250 | 17 | 9 | 7 | 70 | 960 | 9 | 999999999 | 0 | 0.058 | 1 | 88 | 0 | 0 | 0
14:30 | 1986 | 1 | 14 | 15 | 9.4 | 2.8 | 63 | 94100 | 357 | 1414 | 311 | 136 | 111 | 108 | 14900 | 8900 | 12800 | 2380 | 250 | 17 | 7 | 7 | 75 | 1050 | 9 | 999999999 | 0 | 0.058 | 1 | 88 | 0 | 0 | 0
15:30 | 1986 | 1 | 14 | 16 | 9.5 | 2.9 | 63 | 93900 | 211 | 1414 | 311 | 48 | 0 | 48 | 5300 | 0 | 5400 | 1660 | 250 | 17.5 | 9 | 7 | 50 | 1200 | 9 | 999999999 | 0 | 0.058 | 1 | 88 | 0 | 0 | 0
16:30 | 1986 | 1 | 14 | 17 | 9.4 | 2.3 | 61 | 94000 | 39 | 1414 | 322 | 7 | 0 | 7 | 800 | 0 | 800 | 240 | 250 | 17 | 9 | 9 | 20 | 1200 | 0 | 939999999 | 0 | 0.058 | 1 | 88 | 0 | 0 | 0
17:30 | 1986 | 1 | 14 | 18 | 8.5 | 3.4 | 70 | 93900 | 0 | 1414 | 319 | 0 | 0 | 0 | 0 | 0 | 0 | 0 | 250 | 17.5 | 10 | 9 | 25 | 1050 | 0 | 939999999 | 0 | 0.058 | 1 | 88 | 0 | 0 | 0
18:30 | 1986 | 1 | 14 | 19 | 6.5 | 3.4 | 80 | 94000 | 0 | 1414 | 310 | 0 | 0 | 0 | 0 | 0 | 0 | 0 | 250 | 12.6 | 10 | 9 | 16 | 1050 | 9 | 999999999 | 0 | 0.058 | 1 | 88 | 0 | 0 | 0
19:30 | 1986 | 1 | 14 | 20 | 4.5 | 3.3 | 92 | 94000 | 0 | 1414 | 310 | 0 | 0 | 0 | 0 | 0 | 0 | 0 | 270 | 7.7 | 10 | 10 | 7 | 450 | 0 | 919999999 | 0 | 0.058 | 1 | 88 | 0 | 0 | 0
20:30 | 1986 | 1 | 14 | 21 | 5.4 | 3.4 | 87 | 93900 | 0 | 1414 | 305 | 0 | 0 | 0 | 0 | 0 | 0 | 0 | 260 | 6.7 | 9 | 9 | 9 | 1050 | 9 | 999999999 | 0 | 0.058 | 1 | 88 | 0 | 0 | 0
21:30 | 1986 | 1 | 14 | 22 | 3.5 | 2.4 | 92 | 94000 | 0 | 1414 | 296 | 0 | 0 | 0 | 0 | 0 | 0 | 0 | 290 | 10.8 | 9 | 9 | 7 | 300 | 0 | 939999999 | 0 | 0.058 | 1 | 88 | 0 | 0 | 0
22:30 | 1986 | 1 | 14 | 23 | 3.3 | 1.7 | 89 | 94000 | 0 | 1414 | 276 | 0 | 0 | 0 | 0 | 0 | 0 | 0 | 280 | 4.1 | 4 | 4 | 15 | 22000 | 9 | 999999999 | 0 | 0.058 | 1 | 88 | 0 | 0 | 0
23:30 | 1986 | 1 | 14 | 24 | 0.8 | 0.3 | 96 | 94200 | 0 | 1414 | 282 | 0 | 0 | 0 | 0 | 0 | 0 | 0 | 270 | 9.8 | 9 | 9 | 4 | 120 | 0 | 999909999 | 0 | 0.058 | 1 | 88 | 0 | 0 | 0